## Report
Report_1
Displayed Text | Master Name | Shape ID | Shape Name | Label
GENSET1 | AC source | 9 | AC source | GENSET1
W8 | Transmission path | 37 | Transmission path | W8
GENSET2 | AC source | 39 | AC source.39 | GENSET2
BUS1 | Bus | 44 | Bus
EP1 | Equipotentiality | 49 | Equipotentiality | EP1
| Dynamic connector | 50 | Dynamic connector.50
PV Array | Solar station | 65 | Solar station.65
| Dynamic connector | 68 | Dynamic connector.68
BUS2 | Bus | 69 | Bus.69
W11 | Transmission path | 71 | Transmission path.71 | W11
EP3 | Equipotentiality | 73 | Equipotentiality.73 | EP3
EP4 | Equipotentiality | 74 | Equipotentiality.74 | EP4
| Dynamic connector | 75 | Dynamic connector.75
| Dynamic connector | 76 | Dynamic connector.76
| Dynamic connector | 77 | Dynamic connector.77
| Dynamic connector | 78 | Dynamic connector
W13 | Transmission path | 86 | Transmission path.86 | W13
| Dynamic connector | 87 | Dynamic connector.87
BT1 | Multicell battery | 88 | Multicell battery | BT1
| Dynamic connector | 91 | Dynamic connector.91
EP5 | Equipotentiality | 92 | Equipotentiality.92 | EP5
EP6 | Equipotentiality | 94 | Equipotentiality.94 | EP6
| Dynamic connector | 95 | Dynamic connector.95
CONV BT1 | Converter | 96 | Converter | CONV BT1
CONV PV | Converter | 103 | Converter.103 | CONV PV
| Dynamic connector | 108 | Dynamic connector.108
TR GRID | Transformer | 109 | Transformer | TR GRID
W14 | Transmission path | 110 | Transmission path.110 | W14
| Dynamic connector | 120 | Dynamic connector.120
S1 | Switch disconnector | 121 | Switch disconnector | S1
| Dynamic connector | 124 | Dynamic connector.124
S2 | Switch disconnector | 125 | Switch disconnector.125 | S2
| Dynamic connector | 128 | Dynamic connector.128
| Dynamic connector | 129 | Dynamic connector.129
| Dynamic connector | 130 | Dynamic connector.130
| Dynamic connector | 131 | Dynamic connector.131
| Dynamic connector | 132 | Dynamic connector.132
| Dynamic connector | 134 | Dynamic connector.134
S3 | Switch disconnector | 140 | Switch disconnector.140 | S3
S4 | Switch disconnector | 143 | Switch disconnector.143 | S4
| Dynamic connector | 146 | Dynamic connector.146
| Dynamic connector | 147 | Dynamic connector.147
| Dynamic connector | 148 | Dynamic connector.148
W15 | Transmission path | 149 | Transmission path.149 | W15
W16 | Transmission path | 150 | Transmission path.150 | W16
| Dynamic connector | 151 | Dynamic connector.151
| Dynamic connector | 152 | Dynamic connector.152
TR EP5 | Transformer | 153 | Transformer.153 | TR EP5
| Dynamic connector | 154 | Dynamic connector.154
TR EP1 | Transformer | 155 | Transformer.155 | TR EP1
| Dynamic connector | 156 | Dynamic connector.156
TR EP6 | Transformer | 157 | Transformer.157 | TR EP6
TR EP4 | Transformer | 158 | Transformer.158 | TR EP4
TR EP3 | Transformer | 159 | Transformer.159 | TR EP3
| Dynamic connector | 160 | Dynamic connector.160
| Dynamic connector | 161 | Dynamic connector.161
| Dynamic connector | 162 | Dynamic connector.162
TR GENSET1 | Transformer | 164 | Transformer.164 | TR GENSET1
| Dynamic connector | 165 | Dynamic connector.165
TR GENSET2 | Transformer | 166 | Transformer.166 | TR GENSET2
| Dynamic connector | 167 | Dynamic connector.167
W17 | Transmission path | 168 | Transmission path.168 | W17
| Dynamic connector | 169 | Dynamic connector.169
W18 | Transmission path | 170 | Transmission path.170 | W18
| Dynamic connector | 171 | Dynamic connector.171
W19 | Transmission path | 172 | Transmission path.172 | W19
| Dynamic connector | 173 | Dynamic connector.173
W20 | Transmission path | 174 | Transmission path.174 | W20
| Dynamic connector | 175 | Dynamic connector.175
S5 | Switch disconnector | 176 | Switch disconnector.176 | S5
| Dynamic connector | 179 | Dynamic connector.179
S6 | Switch disconnector | 180 | Switch disconnector.180 | S6
S7 | Switch disconnector | 183 | Switch disconnector.183 | S7
| Dynamic connector | 186 | Dynamic connector.186
| Dynamic connector | 187 | Dynamic connector.187
S8 | Switch disconnector | 188 | Switch disconnector.188 | S8
S9 | Switch disconnector | 191 | Switch disconnector.191 | S9
| Dynamic connector | 194 | Dynamic connector.194
| Dynamic connector | 195 | Dynamic connector.195
S10 | Switch disconnector | 196 | Switch disconnector.196 | S10
| Dynamic connector | 199 | Dynamic connector.199
Utility Grid | AC source | 200 | AC source.200 | Utility Grid
| Dynamic connector | 201 | Dynamic connector.201
S11 | Switch disconnector | 202 | Switch disconnector.202 | S11
| Dynamic connector | 205 | Dynamic connector.205

## Mission
Load | Facility Type | Avg Critical Load (kW) | Avg Normal Load | Critical Mission | Critical Mission (%)
EP1 | Small Office | 2.8 | 6.95 | 10 | 2.381%
EP3 | Small Office | 2.8 | 6.95 | 10 | 2.381%
EP4 | Medium Office | 32.3 | 75.9 | 100 | 23.81%
EP5 | Large Office | 267 | 679 | 200 | 47.62%
EP6 | Warehouse | 10.9 | 26.6 | 100 | 23.81%
Total |  | 315.8 | 795.4 | 420 | 100%

## Matrix
|  | BT1 | BUS1 | BUS2 | EP1 | EP3 | EP4 | EP5 | EP6 | GENSET1 | GENSET2 | PV Array | Utility Grid
Utility Grid Connected | A_UG | BT1 | B1 | B2 | EP1 | EP3 | EP4 | EP5 | EP6 | GEN1 | GEN2 | PV | UG
BUS1 | B1 |  |  | 1 | 1 |  |  | 1 | 1 | 1 | 1 |  | 1 | = | 0
BUS2 | B2 | 1 | 1 |  |  | 1 | 1 |  |  |  |  | 1 |  | = | 0
BUS1_2 = BUS2_1 |  |  | 1 | 1 | [9 empty] | = | 0
GEN = 0 in Grid Conn. Mode | [9 empty] | 1 |  |  |  | = | 0
GEN = 0 in Grid Conn. Mode | [10 empty] | 1 |  |  | = | 0
ESS Strategy |  | 1 | [11 empty] | = | 0 | BAT Remains Charged in Grid Conn. Mode
Load 1 |  |  |  |  | 1 | [8 empty] | = | 150
Load 3 | [5 empty] | 1 | [7 empty] | = | 150
Load 4 | [6 empty] | 1 | [6 empty] | = | 200
Load 5 | [7 empty] | 1 | [5 empty] | = | 300
Load 6 | [8 empty] | 1 |  |  |  |  | = | 300
PV Output | [11 empty] | 1 |  | = | -250
[13 empty] | Det(A): | -1
|  |  |  | B1_B2 | B1_EP1 |  |  | B1_EP5 | B1_EP6 | B1_GEN1 | B1_GEN2 |  | B1_UG
|  | B2_BT1 | B2_B1 |  |  | B2_EP3 | B2_EP4 |  |  |  |  | B2_PV
|  |  | _B1 | _B2
_GEN1
_GEN2
_BT1
_EP1
_EP3
_EP4
_EP5
_EP6
_PV
Value is unchanged during each time step
Variables: | x = | B2_BT1 | B2_B1 | B1_B2 | B1_EP1 | B2_EP3 | B2_EP4 | B1_EP5 | B1_EP6 | B1_GEN1 | B1_GEN2 | B2_PV | B1_UG |  |  | Value changes with each time step
Value changes based on load
Value changes for loss of component
Islanded Mode | A_IM | BT1 | B1 | B2 | EP1 | EP3 | EP4 | EP5 | EP6 | GEN1 | GEN2 | PV | UG
BUS1 | B1 |  |  | 1 | 1 |  |  | 1 | 1 | 1 | 1 |  | 1 | = | 0
BUS2 | B2 | 1 | 1 |  |  | 1 | 1 |  |  |  |  | 1 |  | = | 0
BUS1_2 = BUS2_1 |  |  | 1 | 1 | [9 empty] | = | 0
UG = 0 in Islanded Mode | [9 empty] | 0 |  |  | 1 | = | 0
GEN1=GEN2 (Equal Sized Generators) | [9 empty] | 1 | -1 |  |  | = | 0
ESS Strategy |  | 1 | [11 empty] | = | 0 | If Generator Demand is below capacity, battery is unused
Load 1 |  |  |  |  | 1 | [8 empty] | = | 150
Load 3 | [5 empty] | 1 | [7 empty] | = | 150
Load 4 | [6 empty] | 1 | [6 empty] | = | 200
Load 5 | [7 empty] | 1 | [5 empty] | = | 300
Load 6 | [8 empty] | 1 |  |  |  |  | = | 300
PV Output | [11 empty] | 1 |  | = | -250
[13 empty] | Det(A): | -2
ESS Strategy | [9 empty] | 1 | 1 |  |  | = | -600 | If demanded generation exceeds generator capacity, generators at full output, battery fills in demand
ESS Strategy | [9 empty] | 1 | 1 |  |  | = | 0 | If demanded generation is negative, then generators are off, charge battery with excess PV generation
Islanded Mode - Loss of B1_B2 Line | A_IM | BT1 | B1 | B2 | EP1 | EP3 | EP4 | EP5 | EP6 | GEN1 | GEN2 | PV | UG
BUS1 | B1 |  |  | 0 | 1 |  |  | 1 | 1 | 1 | 1 |  | 1 | = | 0
BUS2 | B2 | 1 | 0 |  |  | 1 | 1 |  |  |  |  | 1 |  | = | 0
BUS1_2 = BUS2_1 |  |  | 1 | 1 | [9 empty] | = | 0
UG = 0 in Islanded Mode | [12 empty] | 1 | = | 0
GEN1=GEN2 (Equal Sized Generators) | [9 empty] | 1 | -1 |  |  | = | 0
ESS Strategy |  |  | 1 | [10 empty] | = | 0 | ESS Must be used with loss of B1_B2
Load 1 |  |  |  |  | 1 | [8 empty] | = | 150
Load 3 | [5 empty] | 1 | [7 empty] | = | 150
Load 4 | [6 empty] | 1 | [6 empty] | = | 200
Load 5 | [7 empty] | 1 | [5 empty] | = | 300
Load 6 | [8 empty] | 1 |  |  |  |  | = | 300
PV Output | [11 empty] | 1 |  | = | -250
[13 empty] | Det(A): | 2
Islanded Mode - Loss of G1 | A_IM | BT1 | B1 | B2 | EP1 | EP3 | EP4 | EP5 | EP6 | GEN1 | GEN2 | PV | UG
BUS1 | B1 |  |  | 1 | 1 |  |  | 1 | 1 | 1 | 1 |  | 1 | = | 0
BUS2 | B2 | 1 | 1 |  |  | 1 | 1 |  |  |  |  | 1 |  | = | 0
BUS1_2 = BUS2_1 |  |  | 1 | 1 | [9 empty] | = | 0
UG = 0 in Islanded Mode | [12 empty] | 1 | = | 0
GEN1 Lost | [9 empty] | 1 | 0 |  |  | = | 0
ESS Strategy |  | 1 | [11 empty] | = | 0 | If Generator Demand is below capacity, battery is unused
Load 1 |  |  |  |  | 1 | [8 empty] | = | 150
Load 3 | [5 empty] | 1 | [7 empty] | = | 150
Load 4 | [6 empty] | 1 | [6 empty] | = | 200
Load 5 | [7 empty] | 1 | [5 empty] | = | 300
Load 6 | [8 empty] | 1 |  |  |  |  | = | 300
PV Output | [11 empty] | 1 |  | = | -250
[13 empty] | Det(A): | -1
ESS Strategy | [9 empty] | 0 | 1 |  |  | = | -300 | If demanded generation exceeds generator capacity, generators at full output, battery fills in demand
ESS Strategy | [9 empty] | 0 | 1 |  |  | = | 0 | If demanded generator is negative, then generators are off, charge battery with excess PV generation
Islanded Mode - Loss of ESS | A_IM | BT1 | B1 | B2 | EP1 | EP3 | EP4 | EP5 | EP6 | GEN1 | GEN2 | PV | UG
BUS1 | B1 |  |  | 1 | 1 |  |  | 1 | 1 | 1 | 1 |  | 1 | = | 0
BUS2 | B2 | 1 | 1 |  |  | 1 | 1 |  |  |  |  | 1 |  | = | 0
BUS1_2 = BUS2_1 |  |  | 1 | 1 | [9 empty] | = | 0
UG = 0 in Islanded Mode | [12 empty] | 1 | = | 0
GEN1=GEN2 (Equal Sized Generators) | [9 empty] | 1 | -1 |  |  | = | 0
ESS Strategy |  | 1 | [11 empty] | = | 0 | If Generator Demand is below capacity, battery is unused
Load 1 |  |  |  |  | 1 | [8 empty] | = | 150
Load 3 | [5 empty] | 1 | [7 empty] | = | 150
Load 4 | [6 empty] | 1 | [6 empty] | = | 200
Load 5 | [7 empty] | 1 | [5 empty] | = | 300
Load 6 | [8 empty] | 1 |  |  |  |  | = | 300
PV Output | [11 empty] | 1 |  | = | -250
[13 empty] | Det(A): | -2

## MG_State
B2_BT1 | B2_B1 | B1_B2 | B1_EP1 | B2_EP3 | B2_EP4 | B1_EP5 | B1_EP6 | B1_GEN1 | B1_GEN2 | B2_PV | B1_UG
1 | 1 | 1 | 1 | 1 | 1 | 1 | 1 | 0 | 1 | 1 | 0
1 | 1 | 1 | 1 | 1 | 1 | 1 | 1 | 0 | 1 | 1 | 0
1 | 1 | 1 | 1 | 1 | 1 | 1 | 1 | 0 | 1 | 1 | 0
1 | 1 | 1 | 1 | 1 | 1 | 1 | 1 | 0 | 1 | 1 | 0
1 | 1 | 1 | 1 | 1 | 1 | 1 | 1 | 0 | 1 | 1 | 0
1 | 1 | 1 | 1 | 1 | 1 | 1 | 1 | 0 | 1 | 1 | 0
1 | 1 | 1 | 1 | 1 | 1 | 1 | 1 | 0 | 1 | 1 | 0
1 | 1 | 1 | 1 | 1 | 1 | 1 | 1 | 0 | 1 | 1 | 0
1 | 1 | 1 | 1 | 1 | 1 | 1 | 1 | 0 | 1 | 1 | 0
1 | 1 | 1 | 1 | 1 | 1 | 1 | 1 | 0 | 1 | 1 | 0
1 | 1 | 1 | 1 | 1 | 1 | 1 | 1 | 0 | 1 | 1 | 0
1 | 1 | 1 | 1 | 1 | 1 | 1 | 1 | 0 | 1 | 1 | 0
1 | 1 | 1 | 1 | 1 | 1 | 1 | 1 | 0 | 1 | 1 | 0
1 | 1 | 1 | 1 | 1 | 1 | 1 | 1 | 0 | 1 | 1 | 0
1 | 1 | 1 | 1 | 1 | 1 | 1 | 1 | 0 | 1 | 1 | 0
1 | 1 | 1 | 1 | 1 | 1 | 1 | 1 | 0 | 1 | 1 | 0
1 | 1 | 1 | 1 | 1 | 1 | 1 | 1 | 0 | 1 | 1 | 0
1 | 1 | 1 | 1 | 1 | 1 | 1 | 1 | 0 | 1 | 1 | 0
1 | 1 | 1 | 1 | 1 | 1 | 1 | 1 | 0 | 1 | 1 | 0
1 | 1 | 1 | 1 | 1 | 1 | 1 | 1 | 0 | 1 | 1 | 0
1 | 1 | 1 | 1 | 1 | 1 | 1 | 1 | 0 | 1 | 1 | 0
1 | 1 | 1 | 1 | 1 | 1 | 1 | 1 | 0 | 1 | 1 | 0
1 | 1 | 1 | 1 | 1 | 1 | 1 | 1 | 0 | 1 | 1 | 0
1 | 1 | 1 | 1 | 1 | 1 | 1 | 1 | 0 | 1 | 1 | 0
1 | 1 | 1 | 1 | 1 | 1 | 1 | 1 | 0 | 1 | 1 | 0
1 | 1 | 1 | 1 | 1 | 1 | 1 | 1 | 0 | 1 | 1 | 0
1 | 1 | 1 | 1 | 1 | 1 | 1 | 1 | 0 | 1 | 1 | 0
1 | 1 | 1 | 1 | 1 | 1 | 1 | 1 | 0 | 1 | 1 | 0
1 | 1 | 1 | 1 | 1 | 1 | 1 | 1 | 0 | 1 | 1 | 0
1 | 1 | 1 | 1 | 1 | 1 | 1 | 1 | 0 | 1 | 1 | 0
1 | 1 | 1 | 1 | 1 | 1 | 1 | 1 | 0 | 1 | 1 | 0
1 | 1 | 1 | 1 | 1 | 1 | 1 | 1 | 0 | 1 | 1 | 0
1 | 1 | 1 | 1 | 1 | 1 | 1 | 1 | 0 | 1 | 1 | 0
1 | 1 | 1 | 1 | 1 | 1 | 1 | 1 | 0 | 1 | 1 | 0
1 | 1 | 1 | 1 | 1 | 1 | 1 | 1 | 0 | 1 | 1 | 0
1 | 1 | 1 | 1 | 1 | 1 | 1 | 1 | 0 | 1 | 1 | 0
1 | 1 | 1 | 1 | 1 | 1 | 1 | 1 | 0 | 1 | 1 | 0
1 | 1 | 1 | 1 | 1 | 1 | 1 | 1 | 0 | 1 | 1 | 0
1 | 1 | 1 | 1 | 1 | 1 | 1 | 1 | 0 | 1 | 1 | 0
1 | 1 | 1 | 1 | 1 | 1 | 1 | 1 | 0 | 1 | 1 | 0
1 | 1 | 1 | 1 | 1 | 1 | 1 | 1 | 0 | 1 | 1 | 0
1 | 1 | 1 | 1 | 1 | 1 | 1 | 1 | 0 | 1 | 1 | 0
1 | 1 | 1 | 1 | 1 | 1 | 1 | 1 | 0 | 1 | 1 | 0
1 | 1 | 1 | 1 | 1 | 1 | 1 | 1 | 0 | 1 | 1 | 0
1 | 1 | 1 | 1 | 1 | 1 | 1 | 1 | 0 | 1 | 1 | 0
1 | 1 | 1 | 1 | 1 | 1 | 1 | 1 | 0 | 1 | 1 | 0
1 | 1 | 1 | 1 | 1 | 1 | 1 | 1 | 0 | 1 | 1 | 0
1 | 1 | 1 | 1 | 1 | 1 | 1 | 1 | 0 | 1 | 1 | 0
1 | 1 | 1 | 1 | 1 | 1 | 1 | 1 | 0 | 1 | 1 | 0
1 | 1 | 1 | 1 | 1 | 1 | 1 | 1 | 0 | 1 | 1 | 0
1 | 1 | 1 | 1 | 1 | 1 | 1 | 1 | 0 | 1 | 1 | 0
1 | 1 | 1 | 1 | 1 | 1 | 1 | 1 | 0 | 1 | 1 | 0
1 | 1 | 1 | 1 | 1 | 1 | 1 | 1 | 0 | 1 | 1 | 0
1 | 1 | 1 | 1 | 1 | 1 | 1 | 1 | 0 | 1 | 1 | 0
1 | 1 | 1 | 1 | 1 | 1 | 1 | 1 | 0 | 1 | 1 | 0
1 | 1 | 1 | 1 | 1 | 1 | 1 | 1 | 0 | 1 | 1 | 0
1 | 1 | 1 | 1 | 1 | 1 | 1 | 1 | 0 | 1 | 1 | 0
1 | 1 | 1 | 1 | 1 | 1 | 1 | 1 | 0 | 1 | 1 | 0
1 | 1 | 1 | 1 | 1 | 1 | 1 | 1 | 0 | 1 | 1 | 0
1 | 1 | 1 | 1 | 1 | 1 | 1 | 1 | 0 | 1 | 1 | 0
1 | 1 | 1 | 1 | 1 | 1 | 1 | 1 | 0 | 1 | 1 | 0
1 | 1 | 1 | 1 | 1 | 1 | 1 | 1 | 0 | 1 | 1 | 0
1 | 1 | 1 | 1 | 1 | 1 | 1 | 1 | 0 | 1 | 1 | 0
1 | 1 | 1 | 1 | 1 | 1 | 1 | 1 | 0 | 1 | 1 | 0
1 | 1 | 1 | 1 | 1 | 1 | 1 | 1 | 0 | 1 | 1 | 0
1 | 1 | 1 | 1 | 1 | 1 | 1 | 1 | 0 | 1 | 1 | 0
1 | 1 | 1 | 1 | 1 | 1 | 1 | 1 | 0 | 1 | 1 | 0
1 | 1 | 1 | 1 | 1 | 1 | 1 | 1 | 0 | 1 | 1 | 0
1 | 1 | 1 | 1 | 1 | 1 | 1 | 1 | 0 | 1 | 1 | 0
1 | 1 | 1 | 1 | 1 | 1 | 1 | 1 | 0 | 1 | 1 | 0
1 | 1 | 1 | 1 | 1 | 1 | 1 | 1 | 0 | 1 | 1 | 0
1 | 1 | 1 | 1 | 1 | 1 | 1 | 1 | 0 | 1 | 1 | 0
1 | 1 | 1 | 1 | 1 | 1 | 1 | 1 | 0 | 1 | 1 | 0
1 | 1 | 1 | 1 | 1 | 1 | 1 | 1 | 0 | 1 | 1 | 0
1 | 1 | 1 | 1 | 1 | 1 | 1 | 1 | 0 | 1 | 1 | 0
1 | 1 | 1 | 1 | 1 | 1 | 1 | 1 | 0 | 1 | 1 | 0
1 | 1 | 1 | 1 | 1 | 1 | 1 | 1 | 0 | 1 | 1 | 0
1 | 1 | 1 | 1 | 1 | 1 | 1 | 1 | 0 | 1 | 1 | 0
1 | 1 | 1 | 1 | 1 | 1 | 1 | 1 | 0 | 1 | 1 | 0
1 | 1 | 1 | 1 | 1 | 1 | 1 | 1 | 0 | 1 | 1 | 0
1 | 1 | 1 | 1 | 1 | 1 | 1 | 1 | 0 | 1 | 1 | 0
1 | 1 | 1 | 1 | 1 | 1 | 1 | 1 | 0 | 1 | 1 | 0
1 | 1 | 1 | 1 | 1 | 1 | 1 | 1 | 0 | 1 | 1 | 0
1 | 1 | 1 | 1 | 1 | 1 | 1 | 1 | 0 | 1 | 1 | 0
1 | 1 | 1 | 1 | 1 | 1 | 1 | 1 | 0 | 1 | 1 | 0
1 | 1 | 1 | 1 | 1 | 1 | 1 | 1 | 0 | 1 | 1 | 0
1 | 1 | 1 | 1 | 1 | 1 | 1 | 1 | 0 | 1 | 1 | 0
1 | 1 | 1 | 1 | 1 | 1 | 1 | 1 | 0 | 1 | 1 | 0
1 | 1 | 1 | 1 | 1 | 1 | 1 | 1 | 0 | 1 | 1 | 0
1 | 1 | 1 | 1 | 1 | 1 | 1 | 1 | 0 | 1 | 1 | 0
1 | 1 | 1 | 1 | 1 | 1 | 1 | 1 | 0 | 1 | 1 | 0
1 | 1 | 1 | 1 | 1 | 1 | 1 | 1 | 0 | 1 | 1 | 0
1 | 1 | 1 | 1 | 1 | 1 | 1 | 1 | 0 | 1 | 1 | 0
1 | 1 | 1 | 1 | 1 | 1 | 1 | 1 | 0 | 1 | 1 | 0
1 | 1 | 1 | 1 | 1 | 1 | 1 | 1 | 0 | 1 | 1 | 0
1 | 1 | 1 | 1 | 1 | 1 | 1 | 1 | 0 | 1 | 1 | 0
1 | 1 | 1 | 1 | 1 | 1 | 1 | 1 | 0 | 1 | 1 | 0
1 | 1 | 1 | 1 | 1 | 1 | 1 | 1 | 0 | 1 | 1 | 0
1 | 1 | 1 | 1 | 1 | 1 | 1 | 1 | 0 | 1 | 1 | 0
1 | 1 | 1 | 1 | 1 | 1 | 1 | 1 | 0 | 1 | 1 | 0
1 | 1 | 1 | 1 | 1 | 1 | 1 | 1 | 0 | 1 | 1 | 0
1 | 1 | 1 | 1 | 1 | 1 | 1 | 1 | 0 | 1 | 1 | 0
1 | 1 | 1 | 1 | 1 | 1 | 1 | 1 | 0 | 1 | 1 | 0
1 | 1 | 1 | 1 | 1 | 1 | 1 | 1 | 0 | 1 | 1 | 0
1 | 1 | 1 | 1 | 1 | 1 | 1 | 1 | 0 | 1 | 1 | 0
1 | 1 | 1 | 1 | 1 | 1 | 1 | 1 | 0 | 1 | 1 | 0
1 | 1 | 1 | 1 | 1 | 1 | 1 | 1 | 0 | 1 | 1 | 0
1 | 1 | 1 | 1 | 1 | 1 | 1 | 1 | 0 | 1 | 1 | 0
1 | 1 | 1 | 1 | 1 | 1 | 1 | 1 | 0 | 1 | 1 | 0
1 | 1 | 1 | 1 | 1 | 1 | 1 | 1 | 0 | 1 | 1 | 0
1 | 1 | 1 | 1 | 1 | 1 | 1 | 1 | 0 | 1 | 1 | 0
1 | 1 | 1 | 1 | 1 | 1 | 1 | 1 | 0 | 1 | 1 | 0
1 | 1 | 1 | 1 | 1 | 1 | 1 | 1 | 0 | 1 | 1 | 0
1 | 1 | 1 | 1 | 1 | 1 | 1 | 1 | 0 | 1 | 1 | 0
1 | 1 | 1 | 1 | 1 | 1 | 1 | 1 | 0 | 1 | 1 | 0
1 | 1 | 1 | 1 | 1 | 1 | 1 | 1 | 0 | 1 | 1 | 0
1 | 1 | 1 | 1 | 1 | 1 | 1 | 1 | 0 | 1 | 1 | 0
1 | 1 | 1 | 1 | 1 | 1 | 1 | 1 | 0 | 1 | 1 | 0
1 | 1 | 1 | 1 | 1 | 1 | 1 | 1 | 0 | 1 | 1 | 0
1 | 1 | 1 | 1 | 1 | 1 | 1 | 1 | 0 | 1 | 1 | 0
1 | 1 | 1 | 1 | 1 | 1 | 1 | 1 | 0 | 1 | 1 | 0
1 | 1 | 1 | 1 | 1 | 1 | 1 | 1 | 0 | 1 | 1 | 0
1 | 1 | 1 | 1 | 1 | 1 | 1 | 1 | 0 | 1 | 1 | 0
1 | 1 | 1 | 1 | 1 | 1 | 1 | 1 | 0 | 1 | 1 | 0
1 | 1 | 1 | 1 | 1 | 1 | 1 | 1 | 0 | 1 | 1 | 0
1 | 1 | 1 | 1 | 1 | 1 | 1 | 1 | 0 | 1 | 1 | 0
1 | 1 | 1 | 1 | 1 | 1 | 1 | 1 | 0 | 1 | 1 | 0
1 | 1 | 1 | 1 | 1 | 1 | 1 | 1 | 0 | 1 | 1 | 0
1 | 1 | 1 | 1 | 1 | 1 | 1 | 1 | 0 | 1 | 1 | 0
1 | 1 | 1 | 1 | 1 | 1 | 1 | 1 | 0 | 1 | 1 | 0
1 | 1 | 1 | 1 | 1 | 1 | 1 | 1 | 0 | 1 | 1 | 0
1 | 1 | 1 | 1 | 1 | 1 | 1 | 1 | 0 | 1 | 1 | 0
1 | 1 | 1 | 1 | 1 | 1 | 1 | 1 | 0 | 1 | 1 | 0
1 | 1 | 1 | 1 | 1 | 1 | 1 | 1 | 0 | 1 | 1 | 0
1 | 1 | 1 | 1 | 1 | 1 | 1 | 1 | 0 | 1 | 1 | 0
1 | 1 | 1 | 1 | 1 | 1 | 1 | 1 | 0 | 1 | 1 | 0
1 | 1 | 1 | 1 | 1 | 1 | 1 | 1 | 0 | 1 | 1 | 0
1 | 1 | 1 | 1 | 1 | 1 | 1 | 1 | 0 | 1 | 1 | 0
1 | 1 | 1 | 1 | 1 | 1 | 1 | 1 | 0 | 1 | 1 | 0
1 | 1 | 1 | 1 | 1 | 1 | 1 | 1 | 0 | 1 | 1 | 0
1 | 1 | 1 | 1 | 1 | 1 | 1 | 1 | 0 | 1 | 1 | 0
1 | 1 | 1 | 1 | 1 | 1 | 1 | 1 | 0 | 1 | 1 | 0
1 | 1 | 1 | 1 | 1 | 1 | 1 | 1 | 0 | 1 | 1 | 0
1 | 1 | 1 | 1 | 1 | 1 | 1 | 1 | 0 | 1 | 1 | 0
1 | 1 | 1 | 1 | 1 | 1 | 1 | 1 | 0 | 1 | 1 | 0
1 | 1 | 1 | 1 | 1 | 1 | 1 | 1 | 0 | 1 | 1 | 0
1 | 1 | 1 | 1 | 1 | 1 | 1 | 1 | 0 | 1 | 1 | 0
1 | 1 | 1 | 1 | 1 | 1 | 1 | 1 | 0 | 1 | 1 | 0
1 | 1 | 1 | 1 | 1 | 1 | 1 | 1 | 0 | 1 | 1 | 0
1 | 1 | 1 | 1 | 1 | 1 | 1 | 1 | 0 | 1 | 1 | 0
1 | 1 | 1 | 1 | 1 | 1 | 1 | 1 | 0 | 1 | 1 | 0
1 | 1 | 1 | 1 | 1 | 1 | 1 | 1 | 0 | 1 | 1 | 0
1 | 1 | 1 | 1 | 1 | 1 | 1 | 1 | 0 | 1 | 1 | 0
1 | 1 | 1 | 1 | 1 | 1 | 1 | 1 | 0 | 1 | 1 | 0
1 | 1 | 1 | 1 | 1 | 1 | 1 | 1 | 0 | 1 | 1 | 0
1 | 1 | 1 | 1 | 1 | 1 | 1 | 1 | 0 | 1 | 1 | 0
1 | 1 | 1 | 1 | 1 | 1 | 1 | 1 | 0 | 1 | 1 | 0
1 | 1 | 1 | 1 | 1 | 1 | 1 | 1 | 0 | 1 | 1 | 0
1 | 1 | 1 | 1 | 1 | 1 | 1 | 1 | 0 | 1 | 1 | 0
1 | 1 | 1 | 1 | 1 | 1 | 1 | 1 | 0 | 1 | 1 | 0
1 | 1 | 1 | 1 | 1 | 1 | 1 | 1 | 0 | 1 | 1 | 0
1 | 1 | 1 | 1 | 1 | 1 | 1 | 1 | 0 | 1 | 1 | 0
1 | 1 | 1 | 1 | 1 | 1 | 1 | 1 | 0 | 1 | 1 | 0
1 | 1 | 1 | 1 | 1 | 1 | 1 | 1 | 0 | 1 | 1 | 0
1 | 1 | 1 | 1 | 1 | 1 | 1 | 1 | 0 | 1 | 1 | 0
1 | 1 | 1 | 1 | 1 | 1 | 1 | 1 | 0 | 1 | 1 | 0
1 | 1 | 1 | 1 | 1 | 1 | 1 | 1 | 0 | 1 | 1 | 0
1 | 1 | 1 | 1 | 1 | 1 | 1 | 1 | 0 | 1 | 1 | 0
1 | 1 | 1 | 1 | 1 | 1 | 1 | 1 | 0 | 1 | 1 | 0
1 | 1 | 1 | 1 | 1 | 1 | 1 | 1 | 0 | 1 | 1 | 0
1 | 1 | 1 | 1 | 1 | 1 | 1 | 1 | 0 | 1 | 1 | 0
1 | 1 | 1 | 1 | 1 | 1 | 1 | 1 | 0 | 1 | 1 | 0
1 | 1 | 1 | 1 | 1 | 1 | 1 | 1 | 0 | 1 | 1 | 0
1 | 1 | 1 | 1 | 1 | 1 | 1 | 1 | 0 | 1 | 1 | 0
1 | 1 | 1 | 1 | 1 | 1 | 1 | 1 | 0 | 1 | 1 | 0
1 | 1 | 1 | 1 | 1 | 1 | 1 | 1 | 0 | 1 | 1 | 0
1 | 1 | 1 | 1 | 1 | 1 | 1 | 1 | 0 | 1 | 1 | 0
1 | 1 | 1 | 1 | 1 | 1 | 1 | 1 | 0 | 1 | 1 | 0
1 | 1 | 1 | 1 | 1 | 1 | 1 | 1 | 0 | 1 | 1 | 0
1 | 1 | 1 | 1 | 1 | 1 | 1 | 1 | 0 | 1 | 1 | 0
1 | 1 | 1 | 1 | 1 | 1 | 1 | 1 | 0 | 1 | 1 | 0
1 | 1 | 1 | 1 | 1 | 1 | 1 | 1 | 0 | 1 | 1 | 0
1 | 1 | 1 | 1 | 1 | 1 | 1 | 1 | 0 | 1 | 1 | 0
1 | 1 | 1 | 1 | 1 | 1 | 1 | 1 | 0 | 1 | 1 | 0
1 | 1 | 1 | 1 | 1 | 1 | 1 | 1 | 0 | 1 | 1 | 0
1 | 1 | 1 | 1 | 1 | 1 | 1 | 1 | 0 | 1 | 1 | 0
1 | 1 | 1 | 1 | 1 | 1 | 1 | 1 | 0 | 1 | 1 | 0
1 | 1 | 1 | 1 | 1 | 1 | 1 | 1 | 0 | 1 | 1 | 0
1 | 1 | 1 | 1 | 1 | 1 | 1 | 1 | 0 | 1 | 1 | 0
1 | 1 | 1 | 1 | 1 | 1 | 1 | 1 | 0 | 1 | 1 | 0
1 | 1 | 1 | 1 | 1 | 1 | 1 | 1 | 0 | 1 | 1 | 0
1 | 1 | 1 | 1 | 1 | 1 | 1 | 1 | 0 | 1 | 1 | 0
1 | 1 | 1 | 1 | 1 | 1 | 1 | 1 | 0 | 1 | 1 | 0
1 | 1 | 1 | 1 | 1 | 1 | 1 | 1 | 0 | 1 | 1 | 0
1 | 1 | 1 | 1 | 1 | 1 | 1 | 1 | 0 | 1 | 1 | 0
1 | 1 | 1 | 1 | 1 | 1 | 1 | 1 | 0 | 1 | 1 | 0
1 | 1 | 1 | 1 | 1 | 1 | 1 | 1 | 0 | 1 | 1 | 0
1 | 1 | 1 | 1 | 1 | 1 | 1 | 1 | 0 | 1 | 1 | 0
1 | 1 | 1 | 1 | 1 | 1 | 1 | 1 | 0 | 1 | 1 | 0
1 | 1 | 1 | 1 | 1 | 1 | 1 | 1 | 0 | 1 | 1 | 0
1 | 1 | 1 | 1 | 1 | 1 | 1 | 1 | 0 | 1 | 1 | 0
1 | 1 | 1 | 1 | 1 | 1 | 1 | 1 | 0 | 1 | 1 | 0
1 | 1 | 1 | 1 | 1 | 1 | 1 | 1 | 0 | 1 | 1 | 0
1 | 1 | 1 | 1 | 1 | 1 | 1 | 1 | 0 | 1 | 1 | 0
1 | 1 | 1 | 1 | 1 | 1 | 1 | 1 | 0 | 1 | 1 | 0
1 | 1 | 1 | 1 | 1 | 1 | 1 | 1 | 0 | 1 | 1 | 0
1 | 1 | 1 | 1 | 1 | 1 | 1 | 1 | 0 | 1 | 1 | 0
1 | 1 | 1 | 1 | 1 | 1 | 1 | 1 | 0 | 1 | 1 | 0
1 | 1 | 1 | 1 | 1 | 1 | 1 | 1 | 0 | 1 | 1 | 0
1 | 1 | 1 | 1 | 1 | 1 | 1 | 1 | 0 | 1 | 1 | 0
1 | 1 | 1 | 1 | 1 | 1 | 1 | 1 | 0 | 1 | 1 | 0
1 | 1 | 1 | 1 | 1 | 1 | 1 | 1 | 0 | 1 | 1 | 0
1 | 1 | 1 | 1 | 1 | 1 | 1 | 1 | 0 | 1 | 1 | 0
1 | 1 | 1 | 1 | 1 | 1 | 1 | 1 | 0 | 1 | 1 | 0
1 | 1 | 1 | 1 | 1 | 1 | 1 | 1 | 0 | 1 | 1 | 0
1 | 1 | 1 | 1 | 1 | 1 | 1 | 1 | 0 | 1 | 1 | 0
1 | 1 | 1 | 1 | 1 | 1 | 1 | 1 | 0 | 1 | 1 | 0
1 | 1 | 1 | 1 | 1 | 1 | 1 | 1 | 0 | 1 | 1 | 0
1 | 1 | 1 | 1 | 1 | 1 | 1 | 1 | 0 | 1 | 1 | 0
1 | 1 | 1 | 1 | 1 | 1 | 1 | 1 | 0 | 1 | 1 | 0
1 | 1 | 1 | 1 | 1 | 1 | 1 | 1 | 0 | 1 | 1 | 0
1 | 1 | 1 | 1 | 1 | 1 | 1 | 1 | 0 | 1 | 1 | 0
1 | 1 | 1 | 1 | 1 | 1 | 1 | 1 | 0 | 1 | 1 | 0
1 | 1 | 1 | 1 | 1 | 1 | 1 | 1 | 0 | 1 | 1 | 0
1 | 1 | 1 | 1 | 1 | 1 | 1 | 1 | 0 | 1 | 1 | 0
1 | 1 | 1 | 1 | 1 | 1 | 1 | 1 | 0 | 1 | 1 | 0
1 | 1 | 1 | 1 | 1 | 1 | 1 | 1 | 0 | 1 | 1 | 0
1 | 1 | 1 | 1 | 1 | 1 | 1 | 1 | 0 | 1 | 1 | 0
1 | 1 | 1 | 1 | 1 | 1 | 1 | 1 | 0 | 1 | 1 | 0
1 | 1 | 1 | 1 | 1 | 1 | 1 | 1 | 0 | 1 | 1 | 0
1 | 1 | 1 | 1 | 1 | 1 | 1 | 1 | 0 | 1 | 1 | 0
1 | 1 | 1 | 1 | 1 | 1 | 1 | 1 | 0 | 1 | 1 | 0
1 | 1 | 1 | 1 | 1 | 1 | 1 | 1 | 0 | 1 | 1 | 0
1 | 1 | 1 | 1 | 1 | 1 | 1 | 1 | 0 | 1 | 1 | 0
1 | 1 | 1 | 1 | 1 | 1 | 1 | 1 | 0 | 1 | 1 | 0
1 | 1 | 1 | 1 | 1 | 1 | 1 | 1 | 0 | 1 | 1 | 0
1 | 1 | 1 | 1 | 1 | 1 | 1 | 1 | 0 | 1 | 1 | 0
1 | 1 | 1 | 1 | 1 | 1 | 1 | 1 | 0 | 1 | 1 | 0
1 | 1 | 1 | 1 | 1 | 1 | 1 | 1 | 0 | 1 | 1 | 0
1 | 1 | 1 | 1 | 1 | 1 | 1 | 1 | 0 | 1 | 1 | 0
1 | 1 | 1 | 1 | 1 | 1 | 1 | 1 | 0 | 1 | 1 | 0
1 | 1 | 1 | 1 | 1 | 1 | 1 | 1 | 0 | 1 | 1 | 0
1 | 1 | 1 | 1 | 1 | 1 | 1 | 1 | 0 | 1 | 1 | 0
1 | 1 | 1 | 1 | 1 | 1 | 1 | 1 | 0 | 1 | 1 | 0
1 | 1 | 1 | 1 | 1 | 1 | 1 | 1 | 0 | 1 | 1 | 0
1 | 1 | 1 | 1 | 1 | 1 | 1 | 1 | 0 | 1 | 1 | 0
1 | 1 | 1 | 1 | 1 | 1 | 1 | 1 | 0 | 1 | 1 | 0
1 | 1 | 1 | 1 | 1 | 1 | 1 | 1 | 0 | 1 | 1 | 0
1 | 1 | 1 | 1 | 1 | 1 | 1 | 1 | 0 | 1 | 1 | 0
1 | 1 | 1 | 1 | 1 | 1 | 1 | 1 | 0 | 1 | 1 | 0
1 | 1 | 1 | 1 | 1 | 1 | 1 | 1 | 0 | 1 | 1 | 0
1 | 1 | 1 | 1 | 1 | 1 | 1 | 1 | 0 | 1 | 1 | 0
1 | 1 | 1 | 1 | 1 | 1 | 1 | 1 | 0 | 1 | 1 | 0
1 | 1 | 1 | 1 | 1 | 1 | 1 | 1 | 0 | 1 | 1 | 0
1 | 1 | 1 | 1 | 1 | 1 | 1 | 1 | 0 | 1 | 1 | 0
1 | 1 | 1 | 1 | 1 | 1 | 1 | 1 | 0 | 1 | 1 | 0
1 | 1 | 1 | 1 | 1 | 1 | 1 | 1 | 0 | 1 | 1 | 0
1 | 1 | 1 | 1 | 1 | 1 | 1 | 1 | 0 | 1 | 1 | 0
1 | 1 | 1 | 1 | 1 | 1 | 1 | 1 | 0 | 1 | 1 | 0
1 | 1 | 1 | 1 | 1 | 1 | 1 | 1 | 0 | 1 | 1 | 0
1 | 1 | 1 | 1 | 1 | 1 | 1 | 1 | 0 | 1 | 1 | 0
1 | 1 | 1 | 1 | 1 | 1 | 1 | 1 | 0 | 1 | 1 | 0
1 | 1 | 1 | 1 | 1 | 1 | 1 | 1 | 0 | 1 | 1 | 0
1 | 1 | 1 | 1 | 1 | 1 | 1 | 1 | 0 | 1 | 1 | 0
1 | 1 | 1 | 1 | 1 | 1 | 1 | 1 | 0 | 1 | 1 | 0
1 | 1 | 1 | 1 | 1 | 1 | 1 | 1 | 0 | 1 | 1 | 0
1 | 1 | 1 | 1 | 1 | 1 | 1 | 1 | 0 | 1 | 1 | 0
1 | 1 | 1 | 1 | 1 | 1 | 1 | 1 | 0 | 1 | 1 | 0
1 | 1 | 1 | 1 | 1 | 1 | 1 | 1 | 0 | 1 | 1 | 0
1 | 1 | 1 | 1 | 1 | 1 | 1 | 1 | 0 | 1 | 1 | 0
1 | 1 | 1 | 1 | 1 | 1 | 1 | 1 | 0 | 1 | 1 | 0
1 | 1 | 1 | 1 | 1 | 1 | 1 | 1 | 0 | 1 | 1 | 0
1 | 1 | 1 | 1 | 1 | 1 | 1 | 1 | 0 | 1 | 1 | 0
1 | 1 | 1 | 1 | 1 | 1 | 1 | 1 | 0 | 1 | 1 | 0
1 | 1 | 1 | 1 | 1 | 1 | 1 | 1 | 0 | 1 | 1 | 0
1 | 1 | 1 | 1 | 1 | 1 | 1 | 1 | 0 | 1 | 1 | 0
1 | 1 | 1 | 1 | 1 | 1 | 1 | 1 | 0 | 1 | 1 | 0
1 | 1 | 1 | 1 | 1 | 1 | 1 | 1 | 0 | 1 | 1 | 0
1 | 1 | 1 | 1 | 1 | 1 | 1 | 1 | 0 | 1 | 1 | 0
1 | 1 | 1 | 1 | 1 | 1 | 1 | 1 | 0 | 1 | 1 | 0
1 | 1 | 1 | 1 | 1 | 1 | 1 | 1 | 0 | 1 | 1 | 0
1 | 1 | 1 | 1 | 1 | 1 | 1 | 1 | 0 | 1 | 1 | 0
1 | 1 | 1 | 1 | 1 | 1 | 1 | 1 | 0 | 1 | 1 | 0
1 | 1 | 1 | 1 | 1 | 1 | 1 | 1 | 0 | 1 | 1 | 0
1 | 1 | 1 | 1 | 1 | 1 | 1 | 1 | 0 | 1 | 1 | 0
1 | 1 | 1 | 1 | 1 | 1 | 1 | 1 | 0 | 1 | 1 | 0
1 | 1 | 1 | 1 | 1 | 1 | 1 | 1 | 0 | 1 | 1 | 0
1 | 1 | 1 | 1 | 1 | 1 | 1 | 1 | 0 | 1 | 1 | 0
1 | 1 | 1 | 1 | 1 | 1 | 1 | 1 | 0 | 1 | 1 | 0
1 | 1 | 1 | 1 | 1 | 1 | 1 | 1 | 0 | 1 | 1 | 0
1 | 1 | 1 | 1 | 1 | 1 | 1 | 1 | 0 | 1 | 1 | 0
1 | 1 | 1 | 1 | 1 | 1 | 1 | 1 | 0 | 1 | 1 | 0
1 | 1 | 1 | 1 | 1 | 1 | 1 | 1 | 0 | 1 | 1 | 0
1 | 1 | 1 | 1 | 1 | 1 | 1 | 1 | 0 | 1 | 1 | 0
1 | 1 | 1 | 1 | 1 | 1 | 1 | 1 | 0 | 1 | 1 | 0
1 | 1 | 1 | 1 | 1 | 1 | 1 | 1 | 0 | 1 | 1 | 0
1 | 1 | 1 | 1 | 1 | 1 | 1 | 1 | 0 | 1 | 1 | 0
1 | 1 | 1 | 1 | 1 | 1 | 1 | 1 | 0 | 1 | 1 | 0
1 | 1 | 1 | 1 | 1 | 1 | 1 | 1 | 0 | 1 | 1 | 0
1 | 1 | 1 | 1 | 1 | 1 | 1 | 1 | 0 | 1 | 1 | 0
1 | 1 | 1 | 1 | 1 | 1 | 1 | 1 | 0 | 1 | 1 | 0
1 | 1 | 1 | 1 | 1 | 1 | 1 | 1 | 0 | 1 | 1 | 0
1 | 1 | 1 | 1 | 1 | 1 | 1 | 1 | 0 | 1 | 1 | 0
1 | 1 | 1 | 1 | 1 | 1 | 1 | 1 | 0 | 1 | 1 | 0
1 | 1 | 1 | 1 | 1 | 1 | 1 | 1 | 0 | 1 | 1 | 0
1 | 1 | 1 | 1 | 1 | 1 | 1 | 1 | 0 | 1 | 1 | 0
1 | 1 | 1 | 1 | 1 | 1 | 1 | 1 | 0 | 1 | 1 | 0
1 | 1 | 1 | 1 | 1 | 1 | 1 | 1 | 0 | 1 | 1 | 0
1 | 1 | 1 | 1 | 1 | 1 | 1 | 1 | 0 | 1 | 1 | 0
1 | 1 | 1 | 1 | 1 | 1 | 1 | 1 | 0 | 1 | 1 | 0
1 | 1 | 1 | 1 | 1 | 1 | 1 | 1 | 0 | 1 | 1 | 0
1 | 1 | 1 | 1 | 1 | 1 | 1 | 1 | 0 | 1 | 1 | 0
1 | 1 | 1 | 1 | 1 | 1 | 1 | 1 | 0 | 1 | 1 | 0
1 | 1 | 1 | 1 | 1 | 1 | 1 | 1 | 0 | 1 | 1 | 0
1 | 1 | 1 | 1 | 1 | 1 | 1 | 1 | 0 | 1 | 1 | 0
1 | 1 | 1 | 1 | 1 | 1 | 1 | 1 | 0 | 1 | 1 | 0
1 | 1 | 1 | 1 | 1 | 1 | 1 | 1 | 0 | 1 | 1 | 0
1 | 1 | 1 | 1 | 1 | 1 | 1 | 1 | 0 | 1 | 1 | 0
1 | 1 | 1 | 1 | 1 | 1 | 1 | 1 | 0 | 1 | 1 | 0
1 | 1 | 1 | 1 | 1 | 1 | 1 | 1 | 0 | 1 | 1 | 0
1 | 1 | 1 | 1 | 1 | 1 | 1 | 1 | 0 | 1 | 1 | 0
1 | 1 | 1 | 1 | 1 | 1 | 1 | 1 | 0 | 1 | 1 | 0
1 | 1 | 1 | 1 | 1 | 1 | 1 | 1 | 0 | 1 | 1 | 0
1 | 1 | 1 | 1 | 1 | 1 | 1 | 1 | 0 | 1 | 1 | 0
1 | 1 | 1 | 1 | 1 | 1 | 1 | 1 | 0 | 1 | 1 | 0
1 | 1 | 1 | 1 | 1 | 1 | 1 | 1 | 0 | 1 | 1 | 0
1 | 1 | 1 | 1 | 1 | 1 | 1 | 1 | 0 | 1 | 1 | 0
1 | 1 | 1 | 1 | 1 | 1 | 1 | 1 | 0 | 1 | 1 | 0
1 | 1 | 1 | 1 | 1 | 1 | 1 | 1 | 0 | 1 | 1 | 0
1 | 1 | 1 | 1 | 1 | 1 | 1 | 1 | 0 | 1 | 1 | 0
1 | 1 | 1 | 1 | 1 | 1 | 1 | 1 | 0 | 1 | 1 | 0
1 | 1 | 1 | 1 | 1 | 1 | 1 | 1 | 0 | 1 | 1 | 0
1 | 1 | 1 | 1 | 1 | 1 | 1 | 1 | 0 | 1 | 1 | 0
1 | 1 | 1 | 1 | 1 | 1 | 1 | 1 | 0 | 1 | 1 | 0
1 | 1 | 1 | 1 | 1 | 1 | 1 | 1 | 0 | 1 | 1 | 0
1 | 1 | 1 | 1 | 1 | 1 | 1 | 1 | 0 | 1 | 1 | 0

## MG_State_Full
B2_BT1 | B2_B1 | B1_B2 | B1_EP1 | B2_EP3 | B2_EP4 | B1_EP5 | B1_EP6 | B1_GEN1 | B1_GEN2 | B2_PV | B1_UG
1 | 1 | 1 | 1 | 1 | 1 | 1 | 1 | 1 | 1 | 1 | 1
1 | 1 | 1 | 1 | 1 | 1 | 1 | 1 | 1 | 1 | 1 | 1
1 | 1 | 1 | 1 | 1 | 1 | 1 | 1 | 1 | 1 | 1 | 1
1 | 1 | 1 | 1 | 1 | 1 | 1 | 1 | 1 | 1 | 1 | 1
1 | 1 | 1 | 1 | 1 | 1 | 1 | 1 | 1 | 1 | 1 | 1
1 | 1 | 1 | 1 | 1 | 1 | 1 | 1 | 1 | 1 | 1 | 1
1 | 1 | 1 | 1 | 1 | 1 | 1 | 1 | 1 | 1 | 1 | 1
1 | 1 | 1 | 1 | 1 | 1 | 1 | 1 | 1 | 1 | 1 | 1
1 | 1 | 1 | 1 | 1 | 1 | 1 | 1 | 1 | 1 | 1 | 1
1 | 1 | 1 | 1 | 1 | 1 | 1 | 1 | 1 | 1 | 1 | 1
1 | 1 | 1 | 1 | 1 | 1 | 1 | 1 | 1 | 1 | 1 | 1
1 | 1 | 1 | 1 | 1 | 1 | 1 | 1 | 1 | 1 | 1 | 1
1 | 1 | 1 | 1 | 1 | 1 | 1 | 1 | 1 | 1 | 1 | 1
1 | 1 | 1 | 1 | 1 | 1 | 1 | 1 | 1 | 1 | 1 | 1
1 | 1 | 1 | 1 | 1 | 1 | 1 | 1 | 1 | 1 | 1 | 1
1 | 1 | 1 | 1 | 1 | 1 | 1 | 1 | 1 | 1 | 1 | 1
1 | 1 | 1 | 1 | 1 | 1 | 1 | 1 | 1 | 1 | 1 | 1
1 | 1 | 1 | 1 | 1 | 1 | 1 | 1 | 1 | 1 | 1 | 1
1 | 1 | 1 | 1 | 1 | 1 | 1 | 1 | 1 | 1 | 1 | 1
1 | 1 | 1 | 1 | 1 | 1 | 1 | 1 | 1 | 1 | 1 | 1
1 | 1 | 1 | 1 | 1 | 1 | 1 | 1 | 1 | 1 | 1 | 1
1 | 1 | 1 | 1 | 1 | 1 | 1 | 1 | 1 | 1 | 1 | 1
1 | 1 | 1 | 1 | 1 | 1 | 1 | 1 | 1 | 1 | 1 | 1
1 | 1 | 1 | 1 | 1 | 1 | 1 | 1 | 1 | 1 | 1 | 1
1 | 1 | 1 | 1 | 1 | 1 | 1 | 1 | 1 | 1 | 1 | 1
1 | 1 | 1 | 1 | 1 | 1 | 1 | 1 | 1 | 1 | 1 | 1
1 | 1 | 1 | 1 | 1 | 1 | 1 | 1 | 1 | 1 | 1 | 1
1 | 1 | 1 | 1 | 1 | 1 | 1 | 1 | 1 | 1 | 1 | 1
1 | 1 | 1 | 1 | 1 | 1 | 1 | 1 | 1 | 1 | 1 | 1
1 | 1 | 1 | 1 | 1 | 1 | 1 | 1 | 1 | 1 | 1 | 1
1 | 1 | 1 | 1 | 1 | 1 | 1 | 1 | 1 | 1 | 1 | 1
1 | 1 | 1 | 1 | 1 | 1 | 1 | 1 | 1 | 1 | 1 | 1
1 | 1 | 1 | 1 | 1 | 1 | 1 | 1 | 1 | 1 | 1 | 1
1 | 1 | 1 | 1 | 1 | 1 | 1 | 1 | 1 | 1 | 1 | 1
1 | 1 | 1 | 1 | 1 | 1 | 1 | 1 | 1 | 1 | 1 | 1
1 | 1 | 1 | 1 | 1 | 1 | 1 | 1 | 1 | 1 | 1 | 1
1 | 1 | 1 | 1 | 1 | 1 | 1 | 1 | 1 | 1 | 1 | 1
1 | 1 | 1 | 1 | 1 | 1 | 1 | 1 | 1 | 1 | 1 | 1
1 | 1 | 1 | 1 | 1 | 1 | 1 | 1 | 1 | 1 | 1 | 1
1 | 1 | 1 | 1 | 1 | 1 | 1 | 1 | 1 | 1 | 1 | 1
1 | 1 | 1 | 1 | 1 | 1 | 1 | 1 | 1 | 1 | 1 | 1
1 | 1 | 1 | 1 | 1 | 1 | 1 | 1 | 1 | 1 | 1 | 1
1 | 1 | 1 | 1 | 1 | 1 | 1 | 1 | 1 | 1 | 1 | 1
1 | 1 | 1 | 1 | 1 | 1 | 1 | 1 | 1 | 1 | 1 | 1
1 | 1 | 1 | 1 | 1 | 1 | 1 | 1 | 1 | 1 | 1 | 1
1 | 1 | 1 | 1 | 1 | 1 | 1 | 1 | 1 | 1 | 1 | 1
1 | 1 | 1 | 1 | 1 | 1 | 1 | 1 | 1 | 1 | 1 | 1
1 | 1 | 1 | 1 | 1 | 1 | 1 | 1 | 1 | 1 | 1 | 1
1 | 1 | 1 | 1 | 1 | 1 | 1 | 1 | 1 | 1 | 1 | 1
1 | 1 | 1 | 1 | 1 | 1 | 1 | 1 | 1 | 1 | 1 | 1
1 | 1 | 1 | 1 | 1 | 1 | 1 | 1 | 1 | 1 | 1 | 1
1 | 1 | 1 | 1 | 1 | 1 | 1 | 1 | 1 | 1 | 1 | 1
1 | 1 | 1 | 1 | 1 | 1 | 1 | 1 | 1 | 1 | 1 | 1
1 | 1 | 1 | 1 | 1 | 1 | 1 | 1 | 1 | 1 | 1 | 1
1 | 1 | 1 | 1 | 1 | 1 | 1 | 1 | 1 | 1 | 1 | 1
1 | 1 | 1 | 1 | 1 | 1 | 1 | 1 | 1 | 1 | 1 | 1
1 | 1 | 1 | 1 | 1 | 1 | 1 | 1 | 1 | 1 | 1 | 1
1 | 1 | 1 | 1 | 1 | 1 | 1 | 1 | 1 | 1 | 1 | 1
1 | 1 | 1 | 1 | 1 | 1 | 1 | 1 | 1 | 1 | 1 | 1
1 | 1 | 1 | 1 | 1 | 1 | 1 | 1 | 1 | 1 | 1 | 1
1 | 1 | 1 | 1 | 1 | 1 | 1 | 1 | 1 | 1 | 1 | 1
1 | 1 | 1 | 1 | 1 | 1 | 1 | 1 | 1 | 1 | 1 | 1
1 | 1 | 1 | 1 | 1 | 1 | 1 | 1 | 1 | 1 | 1 | 1
1 | 1 | 1 | 1 | 1 | 1 | 1 | 1 | 1 | 1 | 1 | 1
1 | 1 | 1 | 1 | 1 | 1 | 1 | 1 | 1 | 1 | 1 | 1
1 | 1 | 1 | 1 | 1 | 1 | 1 | 1 | 1 | 1 | 1 | 1
1 | 1 | 1 | 1 | 1 | 1 | 1 | 1 | 1 | 1 | 1 | 1
1 | 1 | 1 | 1 | 1 | 1 | 1 | 1 | 1 | 1 | 1 | 1
1 | 1 | 1 | 1 | 1 | 1 | 1 | 1 | 1 | 1 | 1 | 1
1 | 1 | 1 | 1 | 1 | 1 | 1 | 1 | 1 | 1 | 1 | 1
1 | 1 | 1 | 1 | 1 | 1 | 1 | 1 | 1 | 1 | 1 | 1
1 | 1 | 1 | 1 | 1 | 1 | 1 | 1 | 1 | 1 | 1 | 1
1 | 1 | 1 | 1 | 1 | 1 | 1 | 1 | 1 | 1 | 1 | 1
1 | 1 | 1 | 1 | 1 | 1 | 1 | 1 | 1 | 1 | 1 | 1
1 | 1 | 1 | 1 | 1 | 1 | 1 | 1 | 1 | 1 | 1 | 1
1 | 1 | 1 | 1 | 1 | 1 | 1 | 1 | 1 | 1 | 1 | 1
1 | 1 | 1 | 1 | 1 | 1 | 1 | 1 | 1 | 1 | 1 | 1
1 | 1 | 1 | 1 | 1 | 1 | 1 | 1 | 1 | 1 | 1 | 1
1 | 1 | 1 | 1 | 1 | 1 | 1 | 1 | 1 | 1 | 1 | 1
1 | 1 | 1 | 1 | 1 | 1 | 1 | 1 | 1 | 1 | 1 | 1
1 | 1 | 1 | 1 | 1 | 1 | 1 | 1 | 1 | 1 | 1 | 1
1 | 1 | 1 | 1 | 1 | 1 | 1 | 1 | 1 | 1 | 1 | 1
1 | 1 | 1 | 1 | 1 | 1 | 1 | 1 | 1 | 1 | 1 | 1
1 | 1 | 1 | 1 | 1 | 1 | 1 | 1 | 1 | 1 | 1 | 1
1 | 1 | 1 | 1 | 1 | 1 | 1 | 1 | 1 | 1 | 1 | 1
1 | 1 | 1 | 1 | 1 | 1 | 1 | 1 | 1 | 1 | 1 | 1
1 | 1 | 1 | 1 | 1 | 1 | 1 | 1 | 1 | 1 | 1 | 1
1 | 1 | 1 | 1 | 1 | 1 | 1 | 1 | 1 | 1 | 1 | 1
1 | 1 | 1 | 1 | 1 | 1 | 1 | 1 | 1 | 1 | 1 | 1
1 | 1 | 1 | 1 | 1 | 1 | 1 | 1 | 1 | 1 | 1 | 1
1 | 1 | 1 | 1 | 1 | 1 | 1 | 1 | 1 | 1 | 1 | 1
1 | 1 | 1 | 1 | 1 | 1 | 1 | 1 | 1 | 1 | 1 | 1
1 | 1 | 1 | 1 | 1 | 1 | 1 | 1 | 1 | 1 | 1 | 1
1 | 1 | 1 | 1 | 1 | 1 | 1 | 1 | 1 | 1 | 1 | 1
1 | 1 | 1 | 1 | 1 | 1 | 1 | 1 | 1 | 1 | 1 | 1
1 | 1 | 1 | 1 | 1 | 1 | 1 | 1 | 1 | 1 | 1 | 1
1 | 1 | 1 | 1 | 1 | 1 | 1 | 1 | 1 | 1 | 1 | 1
1 | 1 | 1 | 1 | 1 | 1 | 1 | 1 | 1 | 1 | 1 | 1
1 | 1 | 1 | 1 | 1 | 1 | 1 | 1 | 1 | 1 | 1 | 1
1 | 1 | 1 | 1 | 1 | 1 | 1 | 1 | 1 | 1 | 1 | 1
1 | 1 | 1 | 1 | 1 | 1 | 1 | 1 | 1 | 1 | 1 | 1
1 | 1 | 1 | 1 | 1 | 1 | 1 | 1 | 1 | 1 | 1 | 1
1 | 1 | 1 | 1 | 1 | 1 | 1 | 1 | 1 | 1 | 1 | 1
1 | 1 | 1 | 1 | 1 | 1 | 1 | 1 | 1 | 1 | 1 | 1
1 | 1 | 1 | 1 | 1 | 1 | 1 | 1 | 1 | 1 | 1 | 1
1 | 1 | 1 | 1 | 1 | 1 | 1 | 1 | 1 | 1 | 1 | 1
1 | 1 | 1 | 1 | 1 | 1 | 1 | 1 | 1 | 1 | 1 | 1
1 | 1 | 1 | 1 | 1 | 1 | 1 | 1 | 1 | 1 | 1 | 1
1 | 1 | 1 | 1 | 1 | 1 | 1 | 1 | 1 | 1 | 1 | 1
1 | 1 | 1 | 1 | 1 | 1 | 1 | 1 | 1 | 1 | 1 | 1
1 | 1 | 1 | 1 | 1 | 1 | 1 | 1 | 1 | 1 | 1 | 1
1 | 1 | 1 | 1 | 1 | 1 | 1 | 1 | 1 | 1 | 1 | 1
1 | 1 | 1 | 1 | 1 | 1 | 1 | 1 | 1 | 1 | 1 | 1
1 | 1 | 1 | 1 | 1 | 1 | 1 | 1 | 1 | 1 | 1 | 1
1 | 1 | 1 | 1 | 1 | 1 | 1 | 1 | 1 | 1 | 1 | 1
1 | 1 | 1 | 1 | 1 | 1 | 1 | 1 | 1 | 1 | 1 | 1
1 | 1 | 1 | 1 | 1 | 1 | 1 | 1 | 1 | 1 | 1 | 1
1 | 1 | 1 | 1 | 1 | 1 | 1 | 1 | 1 | 1 | 1 | 1
1 | 1 | 1 | 1 | 1 | 1 | 1 | 1 | 1 | 1 | 1 | 1
1 | 1 | 1 | 1 | 1 | 1 | 1 | 1 | 1 | 1 | 1 | 1
1 | 1 | 1 | 1 | 1 | 1 | 1 | 1 | 1 | 1 | 1 | 1
1 | 1 | 1 | 1 | 1 | 1 | 1 | 1 | 1 | 1 | 1 | 1
1 | 1 | 1 | 1 | 1 | 1 | 1 | 1 | 1 | 1 | 1 | 1
1 | 1 | 1 | 1 | 1 | 1 | 1 | 1 | 1 | 1 | 1 | 1
1 | 1 | 1 | 1 | 1 | 1 | 1 | 1 | 1 | 1 | 1 | 1
1 | 1 | 1 | 1 | 1 | 1 | 1 | 1 | 1 | 1 | 1 | 1
1 | 1 | 1 | 1 | 1 | 1 | 1 | 1 | 1 | 1 | 1 | 1
1 | 1 | 1 | 1 | 1 | 1 | 1 | 1 | 1 | 1 | 1 | 1
1 | 1 | 1 | 1 | 1 | 1 | 1 | 1 | 1 | 1 | 1 | 1
1 | 1 | 1 | 1 | 1 | 1 | 1 | 1 | 1 | 1 | 1 | 1
1 | 1 | 1 | 1 | 1 | 1 | 1 | 1 | 1 | 1 | 1 | 1
1 | 1 | 1 | 1 | 1 | 1 | 1 | 1 | 1 | 1 | 1 | 1
1 | 1 | 1 | 1 | 1 | 1 | 1 | 1 | 1 | 1 | 1 | 1
1 | 1 | 1 | 1 | 1 | 1 | 1 | 1 | 1 | 1 | 1 | 1
1 | 1 | 1 | 1 | 1 | 1 | 1 | 1 | 1 | 1 | 1 | 1
1 | 1 | 1 | 1 | 1 | 1 | 1 | 1 | 1 | 1 | 1 | 1
1 | 1 | 1 | 1 | 1 | 1 | 1 | 1 | 1 | 1 | 1 | 1
1 | 1 | 1 | 1 | 1 | 1 | 1 | 1 | 1 | 1 | 1 | 1
1 | 1 | 1 | 1 | 1 | 1 | 1 | 1 | 1 | 1 | 1 | 1
1 | 1 | 1 | 1 | 1 | 1 | 1 | 1 | 1 | 1 | 1 | 1
1 | 1 | 1 | 1 | 1 | 1 | 1 | 1 | 1 | 1 | 1 | 1
1 | 1 | 1 | 1 | 1 | 1 | 1 | 1 | 1 | 1 | 1 | 1
1 | 1 | 1 | 1 | 1 | 1 | 1 | 1 | 1 | 1 | 1 | 1
1 | 1 | 1 | 1 | 1 | 1 | 1 | 1 | 1 | 1 | 1 | 1
1 | 1 | 1 | 1 | 1 | 1 | 1 | 1 | 1 | 1 | 1 | 1
1 | 1 | 1 | 1 | 1 | 1 | 1 | 1 | 1 | 1 | 1 | 1
1 | 1 | 1 | 1 | 1 | 1 | 1 | 1 | 1 | 1 | 1 | 1
1 | 1 | 1 | 1 | 1 | 1 | 1 | 1 | 1 | 1 | 1 | 1
1 | 1 | 1 | 1 | 1 | 1 | 1 | 1 | 1 | 1 | 1 | 1
1 | 1 | 1 | 1 | 1 | 1 | 1 | 1 | 1 | 1 | 1 | 1
1 | 1 | 1 | 1 | 1 | 1 | 1 | 1 | 1 | 1 | 1 | 1
1 | 1 | 1 | 1 | 1 | 1 | 1 | 1 | 1 | 1 | 1 | 1
1 | 1 | 1 | 1 | 1 | 1 | 1 | 1 | 1 | 1 | 1 | 1
1 | 1 | 1 | 1 | 1 | 1 | 1 | 1 | 1 | 1 | 1 | 1
1 | 1 | 1 | 1 | 1 | 1 | 1 | 1 | 1 | 1 | 1 | 1
1 | 1 | 1 | 1 | 1 | 1 | 1 | 1 | 1 | 1 | 1 | 1
1 | 1 | 1 | 1 | 1 | 1 | 1 | 1 | 1 | 1 | 1 | 1
1 | 1 | 1 | 1 | 1 | 1 | 1 | 1 | 1 | 1 | 1 | 1
1 | 1 | 1 | 1 | 1 | 1 | 1 | 1 | 1 | 1 | 1 | 1
1 | 1 | 1 | 1 | 1 | 1 | 1 | 1 | 1 | 1 | 1 | 1
1 | 1 | 1 | 1 | 1 | 1 | 1 | 1 | 1 | 1 | 1 | 1
1 | 1 | 1 | 1 | 1 | 1 | 1 | 1 | 1 | 1 | 1 | 1
1 | 1 | 1 | 1 | 1 | 1 | 1 | 1 | 1 | 1 | 1 | 1
1 | 1 | 1 | 1 | 1 | 1 | 1 | 1 | 1 | 1 | 1 | 1
1 | 1 | 1 | 1 | 1 | 1 | 1 | 1 | 1 | 1 | 1 | 1
1 | 1 | 1 | 1 | 1 | 1 | 1 | 1 | 1 | 1 | 1 | 1
1 | 1 | 1 | 1 | 1 | 1 | 1 | 1 | 1 | 1 | 1 | 1
1 | 1 | 1 | 1 | 1 | 1 | 1 | 1 | 1 | 1 | 1 | 1
1 | 1 | 1 | 1 | 1 | 1 | 1 | 1 | 1 | 1 | 1 | 1
1 | 1 | 1 | 1 | 1 | 1 | 1 | 1 | 1 | 1 | 1 | 1
1 | 1 | 1 | 1 | 1 | 1 | 1 | 1 | 1 | 1 | 1 | 1
1 | 1 | 1 | 1 | 1 | 1 | 1 | 1 | 1 | 1 | 1 | 1
1 | 1 | 1 | 1 | 1 | 1 | 1 | 1 | 1 | 1 | 1 | 1
1 | 1 | 1 | 1 | 1 | 1 | 1 | 1 | 1 | 1 | 1 | 1
1 | 1 | 1 | 1 | 1 | 1 | 1 | 1 | 1 | 1 | 1 | 1
1 | 1 | 1 | 1 | 1 | 1 | 1 | 1 | 1 | 1 | 1 | 1
1 | 1 | 1 | 1 | 1 | 1 | 1 | 1 | 1 | 1 | 1 | 1
1 | 1 | 1 | 1 | 1 | 1 | 1 | 1 | 1 | 1 | 1 | 1
1 | 1 | 1 | 1 | 1 | 1 | 1 | 1 | 1 | 1 | 1 | 1
1 | 1 | 1 | 1 | 1 | 1 | 1 | 1 | 1 | 1 | 1 | 1
1 | 1 | 1 | 1 | 1 | 1 | 1 | 1 | 1 | 1 | 1 | 1
1 | 1 | 1 | 1 | 1 | 1 | 1 | 1 | 1 | 1 | 1 | 1
1 | 1 | 1 | 1 | 1 | 1 | 1 | 1 | 1 | 1 | 1 | 1
1 | 1 | 1 | 1 | 1 | 1 | 1 | 1 | 1 | 1 | 1 | 1
1 | 1 | 1 | 1 | 1 | 1 | 1 | 1 | 1 | 1 | 1 | 1
1 | 1 | 1 | 1 | 1 | 1 | 1 | 1 | 1 | 1 | 1 | 1
1 | 1 | 1 | 1 | 1 | 1 | 1 | 1 | 1 | 1 | 1 | 1
1 | 1 | 1 | 1 | 1 | 1 | 1 | 1 | 1 | 1 | 1 | 1
1 | 1 | 1 | 1 | 1 | 1 | 1 | 1 | 1 | 1 | 1 | 1
1 | 1 | 1 | 1 | 1 | 1 | 1 | 1 | 1 | 1 | 1 | 1
1 | 1 | 1 | 1 | 1 | 1 | 1 | 1 | 1 | 1 | 1 | 1
1 | 1 | 1 | 1 | 1 | 1 | 1 | 1 | 1 | 1 | 1 | 1
1 | 1 | 1 | 1 | 1 | 1 | 1 | 1 | 1 | 1 | 1 | 1
1 | 1 | 1 | 1 | 1 | 1 | 1 | 1 | 1 | 1 | 1 | 1
1 | 1 | 1 | 1 | 1 | 1 | 1 | 1 | 1 | 1 | 1 | 1
1 | 1 | 1 | 1 | 1 | 1 | 1 | 1 | 1 | 1 | 1 | 1
1 | 1 | 1 | 1 | 1 | 1 | 1 | 1 | 1 | 1 | 1 | 1
1 | 1 | 1 | 1 | 1 | 1 | 1 | 1 | 1 | 1 | 1 | 1
1 | 1 | 1 | 1 | 1 | 1 | 1 | 1 | 1 | 1 | 1 | 1
1 | 1 | 1 | 1 | 1 | 1 | 1 | 1 | 1 | 1 | 1 | 1
1 | 1 | 1 | 1 | 1 | 1 | 1 | 1 | 1 | 1 | 1 | 1
1 | 1 | 1 | 1 | 1 | 1 | 1 | 1 | 1 | 1 | 1 | 1
1 | 1 | 1 | 1 | 1 | 1 | 1 | 1 | 1 | 1 | 1 | 1
1 | 1 | 1 | 1 | 1 | 1 | 1 | 1 | 1 | 1 | 1 | 1
1 | 1 | 1 | 1 | 1 | 1 | 1 | 1 | 1 | 1 | 1 | 1
1 | 1 | 1 | 1 | 1 | 1 | 1 | 1 | 1 | 1 | 1 | 1
1 | 1 | 1 | 1 | 1 | 1 | 1 | 1 | 1 | 1 | 1 | 1
1 | 1 | 1 | 1 | 1 | 1 | 1 | 1 | 1 | 1 | 1 | 1
1 | 1 | 1 | 1 | 1 | 1 | 1 | 1 | 1 | 1 | 1 | 1
1 | 1 | 1 | 1 | 1 | 1 | 1 | 1 | 1 | 1 | 1 | 1
1 | 1 | 1 | 1 | 1 | 1 | 1 | 1 | 1 | 1 | 1 | 1
1 | 1 | 1 | 1 | 1 | 1 | 1 | 1 | 1 | 1 | 1 | 1
1 | 1 | 1 | 1 | 1 | 1 | 1 | 1 | 1 | 1 | 1 | 1
1 | 1 | 1 | 1 | 1 | 1 | 1 | 1 | 1 | 1 | 1 | 1
1 | 1 | 1 | 1 | 1 | 1 | 1 | 1 | 1 | 1 | 1 | 1
1 | 1 | 1 | 1 | 1 | 1 | 1 | 1 | 1 | 1 | 1 | 1
1 | 1 | 1 | 1 | 1 | 1 | 1 | 1 | 1 | 1 | 1 | 1
1 | 1 | 1 | 1 | 1 | 1 | 1 | 1 | 1 | 1 | 1 | 1
1 | 1 | 1 | 1 | 1 | 1 | 1 | 1 | 1 | 1 | 1 | 1
1 | 1 | 1 | 1 | 1 | 1 | 1 | 1 | 1 | 1 | 1 | 1
1 | 1 | 1 | 1 | 1 | 1 | 1 | 1 | 1 | 1 | 1 | 1
1 | 1 | 1 | 1 | 1 | 1 | 1 | 1 | 1 | 1 | 1 | 1
1 | 1 | 1 | 1 | 1 | 1 | 1 | 1 | 1 | 1 | 1 | 1
1 | 1 | 1 | 1 | 1 | 1 | 1 | 1 | 1 | 1 | 1 | 1
1 | 1 | 1 | 1 | 1 | 1 | 1 | 1 | 1 | 1 | 1 | 1
1 | 1 | 1 | 1 | 1 | 1 | 1 | 1 | 1 | 1 | 1 | 1
1 | 1 | 1 | 1 | 1 | 1 | 1 | 1 | 1 | 1 | 1 | 1
1 | 1 | 1 | 1 | 1 | 1 | 1 | 1 | 1 | 1 | 1 | 1
1 | 1 | 1 | 1 | 1 | 1 | 1 | 1 | 1 | 1 | 1 | 1
1 | 1 | 1 | 1 | 1 | 1 | 1 | 1 | 1 | 1 | 1 | 1
1 | 1 | 1 | 1 | 1 | 1 | 1 | 1 | 1 | 1 | 1 | 1
1 | 1 | 1 | 1 | 1 | 1 | 1 | 1 | 1 | 1 | 1 | 1
1 | 1 | 1 | 1 | 1 | 1 | 1 | 1 | 1 | 1 | 1 | 1
1 | 1 | 1 | 1 | 1 | 1 | 1 | 1 | 1 | 1 | 1 | 1
1 | 1 | 1 | 1 | 1 | 1 | 1 | 1 | 1 | 1 | 1 | 1
1 | 1 | 1 | 1 | 1 | 1 | 1 | 1 | 1 | 1 | 1 | 1
1 | 1 | 1 | 1 | 1 | 1 | 1 | 1 | 1 | 1 | 1 | 1
1 | 1 | 1 | 1 | 1 | 1 | 1 | 1 | 1 | 1 | 1 | 1
1 | 1 | 1 | 1 | 1 | 1 | 1 | 1 | 1 | 1 | 1 | 1
1 | 1 | 1 | 1 | 1 | 1 | 1 | 1 | 1 | 1 | 1 | 1
1 | 1 | 1 | 1 | 1 | 1 | 1 | 1 | 1 | 1 | 1 | 1
1 | 1 | 1 | 1 | 1 | 1 | 1 | 1 | 1 | 1 | 1 | 1
1 | 1 | 1 | 1 | 1 | 1 | 1 | 1 | 1 | 1 | 1 | 1
1 | 1 | 1 | 1 | 1 | 1 | 1 | 1 | 1 | 1 | 1 | 1
1 | 1 | 1 | 1 | 1 | 1 | 1 | 1 | 1 | 1 | 1 | 1
1 | 1 | 1 | 1 | 1 | 1 | 1 | 1 | 1 | 1 | 1 | 1
1 | 1 | 1 | 1 | 1 | 1 | 1 | 1 | 1 | 1 | 1 | 1
1 | 1 | 1 | 1 | 1 | 1 | 1 | 1 | 1 | 1 | 1 | 1
1 | 1 | 1 | 1 | 1 | 1 | 1 | 1 | 1 | 1 | 1 | 1
1 | 1 | 1 | 1 | 1 | 1 | 1 | 1 | 1 | 1 | 1 | 1
1 | 1 | 1 | 1 | 1 | 1 | 1 | 1 | 1 | 1 | 1 | 1
1 | 1 | 1 | 1 | 1 | 1 | 1 | 1 | 1 | 1 | 1 | 1
1 | 1 | 1 | 1 | 1 | 1 | 1 | 1 | 1 | 1 | 1 | 1
1 | 1 | 1 | 1 | 1 | 1 | 1 | 1 | 1 | 1 | 1 | 1
1 | 1 | 1 | 1 | 1 | 1 | 1 | 1 | 1 | 1 | 1 | 1
1 | 1 | 1 | 1 | 1 | 1 | 1 | 1 | 1 | 1 | 1 | 1
1 | 1 | 1 | 1 | 1 | 1 | 1 | 1 | 1 | 1 | 1 | 1
1 | 1 | 1 | 1 | 1 | 1 | 1 | 1 | 1 | 1 | 1 | 1
1 | 1 | 1 | 1 | 1 | 1 | 1 | 1 | 1 | 1 | 1 | 1
1 | 1 | 1 | 1 | 1 | 1 | 1 | 1 | 1 | 1 | 1 | 1
1 | 1 | 1 | 1 | 1 | 1 | 1 | 1 | 1 | 1 | 1 | 1
1 | 1 | 1 | 1 | 1 | 1 | 1 | 1 | 1 | 1 | 1 | 1
1 | 1 | 1 | 1 | 1 | 1 | 1 | 1 | 1 | 1 | 1 | 1
1 | 1 | 1 | 1 | 1 | 1 | 1 | 1 | 1 | 1 | 1 | 1
1 | 1 | 1 | 1 | 1 | 1 | 1 | 1 | 1 | 1 | 1 | 1
1 | 1 | 1 | 1 | 1 | 1 | 1 | 1 | 1 | 1 | 1 | 1
1 | 1 | 1 | 1 | 1 | 1 | 1 | 1 | 1 | 1 | 1 | 1
1 | 1 | 1 | 1 | 1 | 1 | 1 | 1 | 1 | 1 | 1 | 1
1 | 1 | 1 | 1 | 1 | 1 | 1 | 1 | 1 | 1 | 1 | 1
1 | 1 | 1 | 1 | 1 | 1 | 1 | 1 | 1 | 1 | 1 | 1
1 | 1 | 1 | 1 | 1 | 1 | 1 | 1 | 1 | 1 | 1 | 1
1 | 1 | 1 | 1 | 1 | 1 | 1 | 1 | 1 | 1 | 1 | 1
1 | 1 | 1 | 1 | 1 | 1 | 1 | 1 | 1 | 1 | 1 | 1
1 | 1 | 1 | 1 | 1 | 1 | 1 | 1 | 1 | 1 | 1 | 1
1 | 1 | 1 | 1 | 1 | 1 | 1 | 1 | 1 | 1 | 1 | 1
1 | 1 | 1 | 1 | 1 | 1 | 1 | 1 | 1 | 1 | 1 | 1
1 | 1 | 1 | 1 | 1 | 1 | 1 | 1 | 1 | 1 | 1 | 1
1 | 1 | 1 | 1 | 1 | 1 | 1 | 1 | 1 | 1 | 1 | 1
1 | 1 | 1 | 1 | 1 | 1 | 1 | 1 | 1 | 1 | 1 | 1
1 | 1 | 1 | 1 | 1 | 1 | 1 | 1 | 1 | 1 | 1 | 1
1 | 1 | 1 | 1 | 1 | 1 | 1 | 1 | 1 | 1 | 1 | 1
1 | 1 | 1 | 1 | 1 | 1 | 1 | 1 | 1 | 1 | 1 | 1
1 | 1 | 1 | 1 | 1 | 1 | 1 | 1 | 1 | 1 | 1 | 1
1 | 1 | 1 | 1 | 1 | 1 | 1 | 1 | 1 | 1 | 1 | 1
1 | 1 | 1 | 1 | 1 | 1 | 1 | 1 | 1 | 1 | 1 | 1
1 | 1 | 1 | 1 | 1 | 1 | 1 | 1 | 1 | 1 | 1 | 1
1 | 1 | 1 | 1 | 1 | 1 | 1 | 1 | 1 | 1 | 1 | 1
1 | 1 | 1 | 1 | 1 | 1 | 1 | 1 | 1 | 1 | 1 | 1
1 | 1 | 1 | 1 | 1 | 1 | 1 | 1 | 1 | 1 | 1 | 1
1 | 1 | 1 | 1 | 1 | 1 | 1 | 1 | 1 | 1 | 1 | 1
1 | 1 | 1 | 1 | 1 | 1 | 1 | 1 | 1 | 1 | 1 | 1
1 | 1 | 1 | 1 | 1 | 1 | 1 | 1 | 1 | 1 | 1 | 1
1 | 1 | 1 | 1 | 1 | 1 | 1 | 1 | 1 | 1 | 1 | 1
1 | 1 | 1 | 1 | 1 | 1 | 1 | 1 | 1 | 1 | 1 | 1
1 | 1 | 1 | 1 | 1 | 1 | 1 | 1 | 1 | 1 | 1 | 1
1 | 1 | 1 | 1 | 1 | 1 | 1 | 1 | 1 | 1 | 1 | 1
1 | 1 | 1 | 1 | 1 | 1 | 1 | 1 | 1 | 1 | 1 | 1
1 | 1 | 1 | 1 | 1 | 1 | 1 | 1 | 1 | 1 | 1 | 1
1 | 1 | 1 | 1 | 1 | 1 | 1 | 1 | 1 | 1 | 1 | 1
1 | 1 | 1 | 1 | 1 | 1 | 1 | 1 | 1 | 1 | 1 | 1
1 | 1 | 1 | 1 | 1 | 1 | 1 | 1 | 1 | 1 | 1 | 1
1 | 1 | 1 | 1 | 1 | 1 | 1 | 1 | 1 | 1 | 1 | 1
1 | 1 | 1 | 1 | 1 | 1 | 1 | 1 | 1 | 1 | 1 | 1
1 | 1 | 1 | 1 | 1 | 1 | 1 | 1 | 1 | 1 | 1 | 1
1 | 1 | 1 | 1 | 1 | 1 | 1 | 1 | 1 | 1 | 1 | 1
1 | 1 | 1 | 1 | 1 | 1 | 1 | 1 | 1 | 1 | 1 | 1
1 | 1 | 1 | 1 | 1 | 1 | 1 | 1 | 1 | 1 | 1 | 1
1 | 1 | 1 | 1 | 1 | 1 | 1 | 1 | 1 | 1 | 1 | 1
1 | 1 | 1 | 1 | 1 | 1 | 1 | 1 | 1 | 1 | 1 | 1
1 | 1 | 1 | 1 | 1 | 1 | 1 | 1 | 1 | 1 | 1 | 1
1 | 1 | 1 | 1 | 1 | 1 | 1 | 1 | 1 | 1 | 1 | 1
1 | 1 | 1 | 1 | 1 | 1 | 1 | 1 | 1 | 1 | 1 | 1
1 | 1 | 1 | 1 | 1 | 1 | 1 | 1 | 1 | 1 | 1 | 1
1 | 1 | 1 | 1 | 1 | 1 | 1 | 1 | 1 | 1 | 1 | 1
1 | 1 | 1 | 1 | 1 | 1 | 1 | 1 | 1 | 1 | 1 | 1
1 | 1 | 1 | 1 | 1 | 1 | 1 | 1 | 1 | 1 | 1 | 1
1 | 1 | 1 | 1 | 1 | 1 | 1 | 1 | 1 | 1 | 1 | 1
1 | 1 | 1 | 1 | 1 | 1 | 1 | 1 | 1 | 1 | 1 | 1
1 | 1 | 1 | 1 | 1 | 1 | 1 | 1 | 1 | 1 | 1 | 1
1 | 1 | 1 | 1 | 1 | 1 | 1 | 1 | 1 | 1 | 1 | 1
1 | 1 | 1 | 1 | 1 | 1 | 1 | 1 | 1 | 1 | 1 | 1
1 | 1 | 1 | 1 | 1 | 1 | 1 | 1 | 1 | 1 | 1 | 1
1 | 1 | 1 | 1 | 1 | 1 | 1 | 1 | 1 | 1 | 1 | 1
1 | 1 | 1 | 1 | 1 | 1 | 1 | 1 | 1 | 1 | 1 | 1
1 | 1 | 1 | 1 | 1 | 1 | 1 | 1 | 1 | 1 | 1 | 1
1 | 1 | 1 | 1 | 1 | 1 | 1 | 1 | 1 | 1 | 1 | 1
1 | 1 | 1 | 1 | 1 | 1 | 1 | 1 | 1 | 1 | 1 | 1
1 | 1 | 1 | 1 | 1 | 1 | 1 | 1 | 1 | 1 | 1 | 1
1 | 1 | 1 | 1 | 1 | 1 | 1 | 1 | 1 | 1 | 1 | 1
1 | 1 | 1 | 1 | 1 | 1 | 1 | 1 | 1 | 1 | 1 | 1
1 | 1 | 1 | 1 | 1 | 1 | 1 | 1 | 1 | 1 | 1 | 1
1 | 1 | 1 | 1 | 1 | 1 | 1 | 1 | 1 | 1 | 1 | 1
1 | 1 | 1 | 1 | 1 | 1 | 1 | 1 | 1 | 1 | 1 | 1
1 | 1 | 1 | 1 | 1 | 1 | 1 | 1 | 1 | 1 | 1 | 1
1 | 1 | 1 | 1 | 1 | 1 | 1 | 1 | 1 | 1 | 1 | 1
1 | 1 | 1 | 1 | 1 | 1 | 1 | 1 | 1 | 1 | 1 | 1

## Output
DateTime | B2_BT1 | B2_B1 | B1_B2 | B1_EP1 | B2_EP3 | B2_EP4 | B1_EP5 | B1_EP6 | B1_GEN1 | B1_GEN2 | B2_PV | B1_UG | BT1_Charge | BT1_Lost
2009-12-08 10:00 | 323.248 | 0 | 0 | 5.7916 | 5.7916 | 65.7004 | 524.8229 | 30.7655 | -280.6899 | -280.6899 | -394.74 | 0 | 3000 | 0
2009-12-08 11:00 | 315.3588 | 0 | 0 | 5.7916 | 5.7916 | 64.4096 | 524.8229 | 30.7655 | -280.6899 | -280.6899 | -385.56 | 0 | 3000 | 0
2009-12-08 12:00 | 92.128 | 0 | 0 | 5.7916 | 5.7916 | 65.7004 | 524.8229 | 30.7655 | -280.6899 | -280.6899 | -163.62 | 0 | 3000 | 0
2009-12-08 13:00 | 42.66 | 0 | 0 | 5.4231 | 0 | 0 | 491.4296 | 27.3471 | -262.0998 | -262.0998 | -42.66 | 0 | 3000 | 0
2009-12-08 14:00 | 3.24 | 0 | 0 | 5.7916 | 0 | 0 | 524.8229 | 30.7655 | -280.6899 | -280.6899 | -3.24 | 0 | 3000 | 0
2009-12-08 15:00 | 28.08 | 0 | 0 | 5.7916 | 0 | 0 | 524.8229 | 30.7655 | -280.6899 | -280.6899 | -28.08 | 0 | 3000 | 0
2009-12-08 16:00 | 17.8188 | 0 | 0 | 5.7916 | 5.7916 | 64.4096 | 524.8229 | 30.7655 | -280.6899 | -280.6899 | -88.02 | 0 | 3000 | 0
2009-12-08 17:00 | 35.64 | 0 | 0 | 5.7916 | 0 | 0 | 524.8229 | 30.7655 | -280.6899 | -280.6899 | -35.64 | 0 | 3000 | 0
2009-12-08 18:00 | 0 | 0 | 0 | 3.2175 | 0 | 0 | 441.5888 | 10.9329 | -227.8696 | -227.8696 | 0 | 0 | 3000 | 0
2009-12-08 19:00 | 0 | 0 | 0 | 2.299 | 0 | 0 | 324.9615 | 3.4184 | -165.3395 | -165.3395 | 0 | 0 | 3000 | 0
2009-12-08 20:00 | 0 | 0 | 0 | 2.299 | 0 | 0 | 324.9615 | 3.4184 | -165.3395 | -165.3395 | 0 | 0 | 3000 | 0
2009-12-08 21:00 | 0 | 0 | 0 | 2.024 | 0 | 0 | 241.7275 | 3.4184 | -123.585 | -123.585 | 0 | 0 | 3000 | 0
2009-12-08 22:00 | 0 | 0 | 0 | 2.024 | 0 | 0 | 241.7275 | 3.4184 | -123.585 | -123.585 | 0 | 0 | 3000 | 0
2009-12-08 23:00 | 0 | 0 | 0 | 1.749 | 0 | 0 | 158.4935 | 3.4184 | -81.8305 | -81.8305 | 0 | 0 | 3000 | 0
2009-12-09 | 0 | 0 | 0 | 1.6115 | 0 | 0 | 146.0333 | 3.4184 | -75.5316 | -75.5316 | 0 | 0 | 3000 | 0
2009-12-09 01:00 | 0 | 0 | 0 | 1.243 | 0 | 0 | 112.64 | 3.4184 | -58.6507 | -58.6507 | 0 | 0 | 3000 | 0
2009-12-09 02:00 | 0 | 0 | 0 | 1.243 | 0 | 0 | 112.64 | 3.4184 | -58.6507 | -58.6507 | 0 | 0 | 3000 | 0
2009-12-09 03:00 | 0 | 0 | 0 | 1.243 | 0 | 0 | 112.64 | 3.4184 | -58.6507 | -58.6507 | 0 | 0 | 3000 | 0
2009-12-09 04:00 | 0 | 0 | 0 | 1.243 | 0 | 0 | 112.64 | 3.4184 | -58.6507 | -58.6507 | 0 | 0 | 3000 | 0
2009-12-09 05:00 | 0 | 0 | 0 | 1.243 | 0 | 0 | 112.64 | 3.4184 | -58.6507 | -58.6507 | 0 | 0 | 3000 | 0
2009-12-09 06:00 | 0 | 0 | 0 | 1.243 | 0 | 0 | 112.64 | 3.4184 | -58.6507 | -58.6507 | 0 | 0 | 3000 | 0
2009-12-09 07:00 | 0 | 0 | 0 | 1.749 | 0 | 0 | 158.4935 | 3.4184 | -81.8305 | -81.8305 | 0 | 0 | 3000 | 0
2009-12-09 08:00 | 107.9014 | 0 | 0 | 1.749 | 1.749 | 20.4896 | 158.4935 | 3.4184 | -81.8305 | -81.8305 | -130.14 | 0 | 3000 | 0
2009-12-09 09:00 | 315.0397 | 0 | 0 | 2.6675 | 2.6675 | 34.3728 | 291.5683 | 4.0962 | -149.166 | -149.166 | -352.08 | 0 | 3000 | 0
2009-12-09 10:00 | 379.4137 | 0 | 0 | 2.6675 | 2.6675 | 35.8787 | 291.5683 | 9.2886 | -151.7622 | -151.7622 | -417.96 | 0 | 3000 | 0
2009-12-09 11:00 | 406.5192 | 0 | 0 | 2.6675 | 2.6675 | 35.2333 | 291.5683 | 9.2886 | -151.7622 | -151.7622 | -444.42 | 0 | 3000 | 0
2009-12-09 12:00 | 427.6932 | 0 | 0 | 2.6675 | 2.6675 | 36.7393 | 291.5683 | 9.2886 | -151.7622 | -151.7622 | -467.1 | 0 | 3000 | 0
2009-12-09 13:00 | 443.019 | 0 | 0 | 1.7023 | 1.7023 | 35.8787 | 291.5683 | 3.4184 | -148.3445 | -148.3445 | -480.6 | 0 | 3000 | 0
2009-12-09 14:00 | 410.1801 | 0 | 0 | 1.7023 | 1.7023 | 34.1576 | 291.5683 | 3.4184 | -148.3445 | -148.3445 | -446.04 | 0 | 3000 | 0
2009-12-09 15:00 | 305.6049 | 0 | 0 | 1.7023 | 1.7023 | 18.3129 | 154.2571 | 3.4184 | -79.6889 | -79.6889 | -325.62 | 0 | 3000 | 0
2009-12-09 16:00 | 64.0054 | 0 | 0 | 1.7023 | 1.7023 | 17.4523 | 154.2571 | 3.4184 | -79.6889 | -79.6889 | -83.16 | 0 | 3000 | 0
2009-12-09 17:00 | 14.6503 | 0 | 0 | 1.7023 | 1.7023 | 17.6675 | 154.2571 | 3.4184 | -79.6889 | -79.6889 | -34.02 | 0 | 3000 | 0
2009-12-09 18:00 | 0 | 0 | 0 | 1.243 | 0 | 0 | 112.64 | 3.4184 | -58.6507 | -58.6507 | 0 | 0 | 3000 | 0
2009-12-09 19:00 | 0 | 0 | 0 | 1.243 | 0 | 0 | 112.64 | 3.4184 | -58.6507 | -58.6507 | 0 | 0 | 3000 | 0
2009-12-09 20:00 | 0 | 0 | 0 | 1.243 | 0 | 0 | 112.64 | 3.4184 | -58.6507 | -58.6507 | 0 | 0 | 3000 | 0
2009-12-09 21:00 | 0 | 0 | 0 | 1.243 | 0 | 0 | 112.64 | 3.4184 | -58.6507 | -58.6507 | 0 | 0 | 3000 | 0
2009-12-09 22:00 | 0 | 0 | 0 | 1.243 | 0 | 0 | 112.64 | 3.4184 | -58.6507 | -58.6507 | 0 | 0 | 3000 | 0
2009-12-09 23:00 | 0 | 0 | 0 | 1.243 | 0 | 0 | 112.64 | 3.4184 | -58.6507 | -58.6507 | 0 | 0 | 3000 | 0
2009-12-10 | 0 | 0 | 0 | 1.243 | 0 | 0 | 112.64 | 3.4184 | -58.6507 | -58.6507 | 0 | 0 | 3000 | 0
2009-12-10 01:00 | 0 | 0 | 0 | 1.243 | 0 | 0 | 112.64 | 3.4184 | -58.6507 | -58.6507 | 0 | 0 | 3000 | 0
2009-12-10 02:00 | 0 | 0 | 0 | 1.243 | 0 | 0 | 112.64 | 3.4184 | -58.6507 | -58.6507 | 0 | 0 | 3000 | 0
2009-12-10 03:00 | 0 | 0 | 0 | 1.243 | 0 | 0 | 112.64 | 3.4184 | -58.6507 | -58.6507 | 0 | 0 | 3000 | 0
2009-12-10 04:00 | 0 | 0 | 0 | 1.243 | 0 | 0 | 112.64 | 3.4184 | -58.6507 | -58.6507 | 0 | 0 | 3000 | 0
2009-12-10 05:00 | 0 | 0 | 0 | 1.243 | 0 | 0 | 112.64 | 3.4184 | -58.6507 | -58.6507 | 0 | 0 | 3000 | 0
2009-12-10 06:00 | 0 | 0 | 0 | 1.243 | 0 | 0 | 112.64 | 3.4184 | -58.6507 | -58.6507 | 0 | 0 | 3000 | 0
2009-12-10 07:00 | 0 | 0 | 0 | 1.243 | 0 | 0 | 112.64 | 3.4184 | -58.6507 | -58.6507 | 0 | 0 | 3000 | 0
2009-12-10 08:00 | 0 | 0 | 0 | 1.243 | 0 | 0 | 112.64 | 3.4184 | -58.6507 | -58.6507 | 0 | 0 | 3000 | 0
2009-12-10 09:00 | 0 | -13.3585 | 13.3585 | 1.243 | 1.243 | 12.1155 | 112.64 | 3.4184 | -65.33 | -65.33 | 0 | 0 | 3000 | 0
2009-12-10 10:00 | -3.5527e-15 | -11.7385 | 11.7385 | 1.243 | 1.243 | 12.1155 | 112.64 | 3.4184 | -64.52 | -64.52 | -1.62 | 0 | 3000 | 0
2009-12-10 11:00 | 0 | -13.3585 | 13.3585 | 1.243 | 1.243 | 12.1155 | 112.64 | 3.4184 | -65.33 | -65.33 | 0 | 0 | 3000 | 0
2009-12-10 12:00 | 3.5527e-15 | -11.1985 | 11.1985 | 1.243 | 1.243 | 12.1155 | 112.64 | 3.4184 | -64.25 | -64.25 | -2.16 | 0 | 3000 | 0
2009-12-10 13:00 | 0 | -13.3585 | 13.3585 | 1.243 | 1.243 | 12.1155 | 112.64 | 3.4184 | -65.33 | -65.33 | 0 | 0 | 3000 | 0
2009-12-10 14:00 | 0 | -13.3585 | 13.3585 | 1.243 | 1.243 | 12.1155 | 112.64 | 3.4184 | -65.33 | -65.33 | 0 | 0 | 3000 | 0
2009-12-10 15:00 | 0 | -13.3585 | 13.3585 | 1.243 | 1.243 | 12.1155 | 112.64 | 3.4184 | -65.33 | -65.33 | 0 | 0 | 3000 | 0
2009-12-10 16:00 | 0 | -13.3585 | 13.3585 | 1.243 | 1.243 | 12.1155 | 112.64 | 3.4184 | -65.33 | -65.33 | 0 | 0 | 3000 | 0
2009-12-10 17:00 | 0 | -13.3585 | 13.3585 | 1.243 | 1.243 | 12.1155 | 112.64 | 3.4184 | -65.33 | -65.33 | 0 | 0 | 3000 | 0
2009-12-10 18:00 | 0 | -13.3585 | 13.3585 | 1.243 | 1.243 | 12.1155 | 112.64 | 3.4184 | -65.33 | -65.33 | 0 | 0 | 3000 | 0
2009-12-10 19:00 | 0 | -13.3585 | 13.3585 | 1.243 | 1.243 | 12.1155 | 112.64 | 3.4184 | -65.33 | -65.33 | 0 | 0 | 3000 | 0
2009-12-10 20:00 | 0 | -13.3585 | 13.3585 | 1.243 | 1.243 | 12.1155 | 112.64 | 3.4184 | -65.33 | -65.33 | 0 | 0 | 3000 | 0
2009-12-10 21:00 | 0 | -13.3585 | 13.3585 | 1.243 | 1.243 | 12.1155 | 112.64 | 3.4184 | -65.33 | -65.33 | 0 | 0 | 3000 | 0
2009-12-10 22:00 | 0 | -13.3585 | 13.3585 | 1.243 | 1.243 | 12.1155 | 112.64 | 3.4184 | -65.33 | -65.33 | 0 | 0 | 3000 | 0
2009-12-10 23:00 | 0 | -13.3585 | 13.3585 | 1.243 | 1.243 | 12.1155 | 112.64 | 3.4184 | -65.33 | -65.33 | 0 | 0 | 3000 | 0
2009-12-11 | 0 | -13.3585 | 13.3585 | 1.243 | 1.243 | 12.1155 | 112.64 | 3.4184 | -65.33 | -65.33 | 0 | 0 | 3000 | 0
2009-12-11 01:00 | 0 | -17.3188 | 17.3188 | 1.6115 | 1.6115 | 15.7072 | 146.0333 | 3.4184 | -84.191 | -84.191 | 0 | 0 | 3000 | 0
2009-12-11 02:00 | 0 | -17.3188 | 17.3188 | 1.6115 | 1.6115 | 15.7072 | 146.0333 | 3.4184 | -84.191 | -84.191 | 0 | 0 | 3000 | 0
2009-12-11 03:00 | 0 | -17.3188 | 17.3188 | 1.6115 | 1.6115 | 15.7072 | 146.0333 | 3.4184 | -84.191 | -84.191 | 0 | 0 | 3000 | 0
2009-12-11 04:00 | 0 | -17.3188 | 17.3188 | 1.6115 | 1.6115 | 15.7072 | 146.0333 | 3.4184 | -84.191 | -84.191 | 0 | 0 | 3000 | 0
2009-12-11 05:00 | 0 | -17.3188 | 17.3188 | 1.6115 | 1.6115 | 15.7072 | 146.0333 | 3.4184 | -84.191 | -84.191 | 0 | 0 | 3000 | 0
2009-12-11 06:00 | 0 | -18.7965 | 18.7965 | 1.749 | 1.749 | 17.0474 | 158.4935 | 3.4184 | -91.2287 | -91.2287 | 0 | 0 | 3000 | 0
2009-12-11 07:00 | 0 | -18.7965 | 18.7965 | 1.749 | 1.749 | 17.0474 | 158.4935 | 3.4184 | -91.2287 | -91.2287 | 0 | 0 | 3000 | 0
2009-12-11 08:00 | 1.0658e-14 | -25.7571 | 25.7571 | 2.299 | 2.299 | 29.938 | 208.3342 | 14.3513 | -125.3708 | -125.3708 | -6.48 | 0 | 3000 | 0
2009-12-11 09:00 | 0 | 0 | 0 | 0 | 0 | 0 | 524.8229 | 24.6065 | -274.7147 | -274.7147 | 0 | 0 | 3000 | 0
2009-12-11 10:00 | -2.8422e-14 | -33.152 | 33.152 | 5.7916 | 5.7916 | 65.7004 | 524.8229 | 30.7655 | -297.2659 | -297.2659 | -38.34 | 0 | 3000 | 0
2009-12-11 11:00 | 0 | 216.5388 | -216.5388 | 5.7916 | 5.7916 | 64.4096 | 524.8229 | 30.7655 | -172.4205 | -172.4205 | -286.74 | 0 | 3000 | 0
2009-12-11 12:00 | -1.954e-14 | 14.04 | -14.04 | 0 | 0 | 0 | 524.8229 | 30.7655 | -270.7742 | -270.7742 | -14.04 | 0 | 3000 | 0
2009-12-11 13:00 | 0 | -70.7588 | 70.7588 | 5.4231 | 5.4231 | 65.3357 | 491.4296 | 27.3471 | -297.4792 | -297.4792 | 0 | 0 | 3000 | 0
2009-12-11 14:00 | 0 | 0 | 0 | 0 | 0 | 0 | 524.8229 | 30.7655 | -277.7942 | -277.7942 | 0 | 0 | 3000 | 0
2009-12-11 15:00 | 0 | 0 | 0 | 0 | 0 | 0 | 524.8229 | 30.7655 | -277.7942 | -277.7942 | 0 | 0 | 3000 | 0
2009-12-11 16:00 | 0 | 0 | 0 | 0 | 0 | 0 | 524.8229 | 30.7655 | -277.7942 | -277.7942 | 0 | 0 | 3000 | 0
2009-12-11 17:00 | 0 | 0 | 0 | 0 | 0 | 0 | 524.8229 | 30.7655 | -277.7942 | -277.7942 | 0 | 0 | 3000 | 0
2009-12-11 18:00 | 0 | -64.053 | 64.053 | 3.2175 | 3.2175 | 60.8354 | 441.5888 | 10.9329 | -259.8961 | -259.8961 | 0 | 0 | 3000 | 0
2009-12-11 19:00 | 0 | -39.8333 | 39.8333 | 2.299 | 2.299 | 37.5343 | 324.9615 | 3.4184 | -185.2561 | -185.2561 | 0 | 0 | 3000 | 0
2009-12-11 20:00 | 0 | -38.1122 | 38.1122 | 2.299 | 2.299 | 35.8132 | 324.9615 | 3.4184 | -184.3956 | -184.3956 | 0 | 0 | 3000 | 0
2009-12-11 21:00 | 0 | -28.8846 | 28.8846 | 2.024 | 2.024 | 26.8606 | 241.7275 | 3.4184 | -138.0273 | -138.0273 | 0 | 0 | 3000 | 0
2009-12-11 22:00 | 0 | -28.0241 | 28.0241 | 2.024 | 2.024 | 26 | 241.7275 | 3.4184 | -137.597 | -137.597 | 0 | 0 | 3000 | 0
2009-12-11 23:00 | 0 | -18.7965 | 18.7965 | 1.749 | 1.749 | 17.0474 | 158.4935 | 3.4184 | -91.2287 | -91.2287 | 0 | 0 | 3000 | 0
2009-12-12 | 0 | -17.3188 | 17.3188 | 1.6115 | 1.6115 | 15.7072 | 146.0333 | 3.4184 | -84.191 | -84.191 | 0 | 0 | 3000 | 0
2009-12-12 01:00 | 0 | -17.3188 | 17.3188 | 1.6115 | 1.6115 | 15.7072 | 146.0333 | 3.4184 | -84.191 | -84.191 | 0 | 0 | 3000 | 0
2009-12-12 02:00 | 0 | -17.3188 | 17.3188 | 1.6115 | 1.6115 | 15.7072 | 146.0333 | 3.4184 | -84.191 | -84.191 | 0 | 0 | 3000 | 0
2009-12-12 03:00 | 0 | -17.3188 | 17.3188 | 1.6115 | 1.6115 | 15.7072 | 146.0333 | 3.4184 | -84.191 | -84.191 | 0 | 0 | 3000 | 0
2009-12-12 04:00 | 0 | -17.3188 | 17.3188 | 1.6115 | 1.6115 | 15.7072 | 146.0333 | 3.4184 | -84.191 | -84.191 | 0 | 0 | 3000 | 0
2009-12-12 05:00 | 0 | -17.3188 | 17.3188 | 1.6115 | 1.6115 | 15.7072 | 146.0333 | 3.4184 | -84.191 | -84.191 | 0 | 0 | 3000 | 0
2009-12-12 06:00 | 0 | -18.7965 | 18.7965 | 1.749 | 1.749 | 17.0474 | 158.4935 | 3.4184 | -91.2287 | -91.2287 | 0 | 0 | 3000 | 0
2009-12-12 07:00 | 0 | -18.7965 | 18.7965 | 1.749 | 1.749 | 17.0474 | 158.4935 | 3.4184 | -91.2287 | -91.2287 | 0 | 0 | 3000 | 0
2009-12-12 08:00 | 0 | -32.2371 | 32.2371 | 2.299 | 2.299 | 29.938 | 208.3342 | 14.3513 | -128.6108 | -128.6108 | 0 | 0 | 3000 | 0
2009-12-12 09:00 | 7.1054e-14 | 6.6145 | -6.6145 | 5.7916 | 5.7916 | 71.294 | 524.8229 | 24.6065 | -274.3032 | -274.3032 | -83.7 | 0 | 3000 | 0
2009-12-12 10:00 | 0 | 0 | 0 | 0 | 0 | 0 | 524.8229 | 30.7655 | -277.7942 | -277.7942 | 0 | 0 | 3000 | 0
2009-12-12 11:00 | 0 | 0 | 0 | 0 | 0 | 0 | 524.8229 | 30.7655 | -277.7942 | -277.7942 | 0 | 0 | 3000 | 0
2009-12-12 12:00 | 0 | 0 | 0 | 0 | 0 | 0 | 524.8229 | 30.7655 | -277.7942 | -277.7942 | 0 | 0 | 3000 | 0
2009-12-12 13:00 | 1.4211e-14 | -48.6188 | 48.6188 | 5.4231 | 5.4231 | 65.3357 | 491.4296 | 27.3471 | -286.4092 | -286.4092 | -22.14 | 0 | 3000 | 0
2009-12-12 14:00 | 0 | 229.8323 | -229.8323 | 5.7916 | 5.7916 | 66.7761 | 524.8229 | 30.7655 | -165.7738 | -165.7738 | -302.4 | 0 | 3000 | 0
2009-12-12 15:00 | 0 | 0 | 0 | 0 | 0 | 0 | 524.8229 | 30.7655 | -277.7942 | -277.7942 | 0 | 0 | 3000 | 0
2009-12-12 16:00 | 0 | 0 | 0 | 0 | 0 | 0 | 524.8229 | 30.7655 | -277.7942 | -277.7942 | 0 | 0 | 3000 | 0
2009-12-12 17:00 | 0 | 0 | 0 | 0 | 0 | 0 | 524.8229 | 30.7655 | -277.7942 | -277.7942 | 0 | 0 | 3000 | 0
2009-12-12 18:00 | 0 | -64.053 | 64.053 | 3.2175 | 3.2175 | 60.8354 | 441.5888 | 10.9329 | -259.8961 | -259.8961 | 0 | 0 | 3000 | 0
2009-12-12 19:00 | 0 | -39.8333 | 39.8333 | 2.299 | 2.299 | 37.5343 | 324.9615 | 3.4184 | -185.2561 | -185.2561 | 0 | 0 | 3000 | 0
2009-12-12 20:00 | 0 | -38.1122 | 38.1122 | 2.299 | 2.299 | 35.8132 | 324.9615 | 3.4184 | -184.3956 | -184.3956 | 0 | 0 | 3000 | 0
2009-12-12 21:00 | 0 | -28.8846 | 28.8846 | 2.024 | 2.024 | 26.8606 | 241.7275 | 3.4184 | -138.0273 | -138.0273 | 0 | 0 | 3000 | 0
2009-12-12 22:00 | 0 | -28.0241 | 28.0241 | 2.024 | 2.024 | 26 | 241.7275 | 3.4184 | -137.597 | -137.597 | 0 | 0 | 3000 | 0
2009-12-12 23:00 | 0 | -18.7965 | 18.7965 | 1.749 | 1.749 | 17.0474 | 158.4935 | 3.4184 | -91.2287 | -91.2287 | 0 | 0 | 3000 | 0
2009-12-13 | 0 | -17.3188 | 17.3188 | 1.6115 | 1.6115 | 15.7072 | 146.0333 | 3.4184 | -84.191 | -84.191 | 0 | 0 | 3000 | 0
2009-12-13 01:00 | 0 | -17.3188 | 17.3188 | 1.6115 | 1.6115 | 15.7072 | 146.0333 | 3.4184 | -84.191 | -84.191 | 0 | 0 | 3000 | 0
2009-12-13 02:00 | 0 | -17.3188 | 17.3188 | 1.6115 | 1.6115 | 15.7072 | 146.0333 | 3.4184 | -84.191 | -84.191 | 0 | 0 | 3000 | 0
2009-12-13 03:00 | 0 | -17.3188 | 17.3188 | 1.6115 | 1.6115 | 15.7072 | 146.0333 | 3.4184 | -84.191 | -84.191 | 0 | 0 | 3000 | 0
2009-12-13 04:00 | 0 | -17.3188 | 17.3188 | 1.6115 | 1.6115 | 15.7072 | 146.0333 | 3.4184 | -84.191 | -84.191 | 0 | 0 | 3000 | 0
2009-12-13 05:00 | 0 | -17.3188 | 17.3188 | 1.6115 | 1.6115 | 15.7072 | 146.0333 | 3.4184 | -84.191 | -84.191 | 0 | 0 | 3000 | 0
2009-12-13 06:00 | 0 | -18.7965 | 18.7965 | 1.749 | 1.749 | 17.0474 | 158.4935 | 3.4184 | -91.2287 | -91.2287 | 0 | 0 | 3000 | 0
2009-12-13 07:00 | 0 | -18.7965 | 18.7965 | 1.749 | 1.749 | 17.0474 | 158.4935 | 3.4184 | -91.2287 | -91.2287 | 0 | 0 | 3000 | 0
2009-12-13 08:00 | 0 | -32.2371 | 32.2371 | 2.299 | 2.299 | 29.938 | 208.3342 | 14.3513 | -128.6108 | -128.6108 | 0 | 0 | 3000 | 0
2009-12-13 09:00 | -1.3323e-14 | 4.86 | -4.86 | 0 | 0 | 0 | 524.8229 | 24.6065 | -272.2847 | -272.2847 | -4.86 | 0 | 3000 | 0
2009-12-13 10:00 | 0 | 0 | 0 | 0 | 0 | 0 | 524.8229 | 30.7655 | -277.7942 | -277.7942 | 0 | 0 | 3000 | 0
2009-12-13 11:00 | 2.7534e-14 | 3.78 | -3.78 | 0 | 0 | 0 | 524.8229 | 30.7655 | -275.9042 | -275.9042 | -3.78 | 0 | 3000 | 0
2009-12-13 12:00 | -1.3323e-14 | 4.86 | -4.86 | 0 | 0 | 0 | 524.8229 | 30.7655 | -275.3642 | -275.3642 | -4.86 | 0 | 3000 | 0
2009-12-13 13:00 | 1.4211e-14 | -21.6188 | 21.6188 | 5.4231 | 5.4231 | 65.3357 | 491.4296 | 27.3471 | -272.9092 | -272.9092 | -49.14 | 0 | 3000 | 0
2009-12-13 14:00 | 1.0658e-14 | 10.26 | -10.26 | 0 | 0 | 0 | 524.8229 | 30.7655 | -272.6642 | -272.6642 | -10.26 | 0 | 3000 | 0
2009-12-13 15:00 | 0 | 0 | 0 | 0 | 0 | 0 | 524.8229 | 30.7655 | -277.7942 | -277.7942 | 0 | 0 | 3000 | 0
2009-12-13 16:00 | 7.816e-14 | -15.1212 | 15.1212 | 5.7916 | 5.7916 | 64.4096 | 524.8229 | 30.7655 | -288.2505 | -288.2505 | -55.08 | 0 | 3000 | 0
2009-12-13 17:00 | 4.9738e-14 | -43.6658 | 43.6658 | 0 | 0 | 66.3458 | 524.8229 | 30.7655 | -299.6271 | -299.6271 | -22.68 | 0 | 3000 | 0
2009-12-13 18:00 | 0 | -64.053 | 64.053 | 3.2175 | 3.2175 | 60.8354 | 441.5888 | 10.9329 | -259.8961 | -259.8961 | 0 | 0 | 3000 | 0
2009-12-13 19:00 | 0 | -39.8333 | 39.8333 | 2.299 | 2.299 | 37.5343 | 324.9615 | 3.4184 | -185.2561 | -185.2561 | 0 | 0 | 3000 | 0
2009-12-13 20:00 | 0 | -38.1122 | 38.1122 | 2.299 | 2.299 | 35.8132 | 324.9615 | 3.4184 | -184.3956 | -184.3956 | 0 | 0 | 3000 | 0
2009-12-13 21:00 | 0 | -28.8846 | 28.8846 | 2.024 | 2.024 | 26.8606 | 241.7275 | 3.4184 | -138.0273 | -138.0273 | 0 | 0 | 3000 | 0
2009-12-13 22:00 | 0 | -28.0241 | 28.0241 | 2.024 | 2.024 | 26 | 241.7275 | 3.4184 | -137.597 | -137.597 | 0 | 0 | 3000 | 0
2009-12-13 23:00 | 0 | -18.7965 | 18.7965 | 1.749 | 1.749 | 17.0474 | 158.4935 | 3.4184 | -91.2287 | -91.2287 | 0 | 0 | 3000 | 0
2009-12-14 | 0 | -17.3188 | 17.3188 | 1.6115 | 1.6115 | 15.7072 | 146.0333 | 3.4184 | -84.191 | -84.191 | 0 | 0 | 3000 | 0
2009-12-14 01:00 | 0 | -17.3188 | 17.3188 | 1.6115 | 1.6115 | 15.7072 | 146.0333 | 3.4184 | -84.191 | -84.191 | 0 | 0 | 3000 | 0
2009-12-14 02:00 | 0 | -17.3188 | 17.3188 | 1.6115 | 1.6115 | 15.7072 | 146.0333 | 3.4184 | -84.191 | -84.191 | 0 | 0 | 3000 | 0
2009-12-14 03:00 | 0 | -17.3188 | 17.3188 | 1.6115 | 1.6115 | 15.7072 | 146.0333 | 3.4184 | -84.191 | -84.191 | 0 | 0 | 3000 | 0
2009-12-14 04:00 | 0 | -17.3188 | 17.3188 | 1.6115 | 1.6115 | 15.7072 | 146.0333 | 3.4184 | -84.191 | -84.191 | 0 | 0 | 3000 | 0
2009-12-14 05:00 | 0 | -17.3188 | 17.3188 | 1.6115 | 1.6115 | 15.7072 | 146.0333 | 3.4184 | -84.191 | -84.191 | 0 | 0 | 3000 | 0
2009-12-14 06:00 | 0 | -18.7965 | 18.7965 | 1.749 | 1.749 | 17.0474 | 158.4935 | 3.4184 | -91.2287 | -91.2287 | 0 | 0 | 3000 | 0
2009-12-14 07:00 | 0 | -18.7965 | 18.7965 | 1.749 | 1.749 | 17.0474 | 158.4935 | 3.4184 | -91.2287 | -91.2287 | 0 | 0 | 3000 | 0
2009-12-14 08:00 | -4.2633e-14 | 5.0229 | -5.0229 | 2.299 | 2.299 | 29.938 | 208.3342 | 14.3513 | -109.9808 | -109.9808 | -37.26 | 0 | 3000 | 0
2009-12-14 09:00 | 1.279e-13 | 20.1145 | -20.1145 | 5.7916 | 5.7916 | 71.294 | 524.8229 | 24.6065 | -267.5532 | -267.5532 | -97.2 | 0 | 3000 | 0
2009-12-14 10:00 | 0 | 248.188 | -248.188 | 5.7916 | 5.7916 | 65.7004 | 524.8229 | 30.7655 | -156.5959 | -156.5959 | -319.68 | 0 | 3000 | 0
2009-12-14 11:00 | 0 | 329.9388 | -329.9388 | 5.7916 | 5.7916 | 64.4096 | 524.8229 | 30.7655 | -115.7205 | -115.7205 | -400.14 | 0 | 3000 | 0
2009-12-14 12:00 | 0 | 300.568 | -300.568 | 5.7916 | 5.7916 | 65.7004 | 524.8229 | 30.7655 | -130.4059 | -130.4059 | -372.06 | 0 | 3000 | 0
2009-12-14 13:00 | -1.4211e-14 | 37.7812 | -37.7812 | 5.4231 | 5.4231 | 65.3357 | 491.4296 | 27.3471 | -243.2092 | -243.2092 | -108.54 | 0 | 3000 | 0
2009-12-14 14:00 | 7.816e-14 | -17.4877 | 17.4877 | 5.7916 | 5.7916 | 66.7761 | 524.8229 | 30.7655 | -289.4338 | -289.4338 | -55.08 | 0 | 3000 | 0
2009-12-14 15:00 | 0 | 245.6988 | -245.6988 | 5.7916 | 5.7916 | 64.4096 | 524.8229 | 30.7655 | -157.8405 | -157.8405 | -315.9 | 0 | 3000 | 0
2009-12-14 16:00 | 0 | 54.5388 | -54.5388 | 5.7916 | 5.7916 | 64.4096 | 524.8229 | 30.7655 | -253.4205 | -253.4205 | -124.74 | 0 | 3000 | 0
2009-12-14 17:00 | -2.8422e-14 | -20.2974 | 20.2974 | 5.7916 | 5.7916 | 66.3458 | 524.8229 | 30.7655 | -290.8386 | -290.8386 | -51.84 | 0 | 3000 | 0
2009-12-14 18:00 | 0 | -64.053 | 64.053 | 3.2175 | 3.2175 | 60.8354 | 441.5888 | 10.9329 | -259.8961 | -259.8961 | 0 | 0 | 3000 | 0
2009-12-14 19:00 | 0 | -39.8333 | 39.8333 | 2.299 | 2.299 | 37.5343 | 324.9615 | 3.4184 | -185.2561 | -185.2561 | 0 | 0 | 3000 | 0
2009-12-14 20:00 | 0 | -38.1122 | 38.1122 | 2.299 | 2.299 | 35.8132 | 324.9615 | 3.4184 | -184.3956 | -184.3956 | 0 | 0 | 3000 | 0
2009-12-14 21:00 | 0 | -28.8846 | 28.8846 | 2.024 | 2.024 | 26.8606 | 241.7275 | 3.4184 | -138.0273 | -138.0273 | 0 | 0 | 3000 | 0
2009-12-14 22:00 | 0 | -28.0241 | 28.0241 | 2.024 | 2.024 | 26 | 241.7275 | 3.4184 | -137.597 | -137.597 | 0 | 0 | 3000 | 0
2009-12-14 23:00 | 0 | -18.7965 | 18.7965 | 1.749 | 1.749 | 17.0474 | 158.4935 | 3.4184 | -91.2287 | -91.2287 | 0 | 0 | 3000 | 0
2009-12-15 | 0 | -17.3188 | 17.3188 | 1.6115 | 1.6115 | 15.7072 | 146.0333 | 3.4184 | -84.191 | -84.191 | 0 | 0 | 3000 | 0
2009-12-15 01:00 | 0 | -17.3188 | 17.3188 | 1.6115 | 1.6115 | 15.7072 | 146.0333 | 3.4184 | -84.191 | -84.191 | 0 | 0 | 3000 | 0
2009-12-15 02:00 | 0 | -17.3188 | 17.3188 | 1.6115 | 1.6115 | 15.7072 | 146.0333 | 3.4184 | -84.191 | -84.191 | 0 | 0 | 3000 | 0
2009-12-15 03:00 | 0 | -17.3188 | 17.3188 | 1.6115 | 1.6115 | 15.7072 | 146.0333 | 3.4184 | -84.191 | -84.191 | 0 | 0 | 3000 | 0
2009-12-15 04:00 | 0 | -17.3188 | 17.3188 | 1.6115 | 1.6115 | 15.7072 | 146.0333 | 3.4184 | -84.191 | -84.191 | 0 | 0 | 3000 | 0
2009-12-15 05:00 | 0 | -17.3188 | 17.3188 | 1.6115 | 1.6115 | 15.7072 | 146.0333 | 3.4184 | -84.191 | -84.191 | 0 | 0 | 3000 | 0
2009-12-15 06:00 | 0 | -18.7965 | 18.7965 | 1.749 | 1.749 | 17.0474 | 158.4935 | 3.4184 | -91.2287 | -91.2287 | 0 | 0 | 3000 | 0
2009-12-15 07:00 | 0 | -18.7965 | 18.7965 | 1.749 | 1.749 | 17.0474 | 158.4935 | 3.4184 | -91.2287 | -91.2287 | 0 | 0 | 3000 | 0
2009-12-15 08:00 | -4.2633e-14 | -23.5971 | 23.5971 | 2.299 | 2.299 | 29.938 | 208.3342 | 14.3513 | -124.2908 | -124.2908 | -8.64 | 0 | 3000 | 0
2009-12-15 09:00 | 1.4211e-14 | -14.4455 | 14.4455 | 5.7916 | 5.7916 | 71.294 | 524.8229 | 24.6065 | -284.8332 | -284.8332 | -62.64 | 0 | 3000 | 0
2009-12-15 10:00 | 7.1054e-15 | 17.82 | -17.82 | 0 | 0 | 0 | 524.8229 | 30.7655 | -268.8842 | -268.8842 | -17.82 | 0 | 3000 | 0
2009-12-15 11:00 | 0 | 198.1788 | -198.1788 | 5.7916 | 5.7916 | 64.4096 | 524.8229 | 30.7655 | -181.6005 | -181.6005 | -268.38 | 0 | 3000 | 0
2009-12-15 12:00 | 1.4211e-14 | -8.852 | 8.852 | 5.7916 | 5.7916 | 65.7004 | 524.8229 | 30.7655 | -285.1159 | -285.1159 | -62.64 | 0 | 3000 | 0
2009-12-15 13:00 | 6.3949e-14 | -37.8188 | 37.8188 | 5.4231 | 5.4231 | 65.3357 | 491.4296 | 27.3471 | -281.0092 | -281.0092 | -32.94 | 0 | 3000 | 0
2009-12-15 14:00 | 1.4211e-14 | 41.3723 | -41.3723 | 5.7916 | 5.7916 | 66.7761 | 524.8229 | 30.7655 | -260.0038 | -260.0038 | -113.94 | 0 | 3000 | 0
2009-12-15 15:00 | -8.5265e-14 | 4.3188 | -4.3188 | 5.7916 | 5.7916 | 64.4096 | 524.8229 | 30.7655 | -278.5305 | -278.5305 | -74.52 | 0 | 3000 | 0
2009-12-15 16:00 | 0 | -41.5812 | 41.5812 | 0 | 5.7916 | 64.4096 | 524.8229 | 30.7655 | -298.5847 | -298.5847 | -28.62 | 0 | 3000 | 0
2009-12-15 17:00 | 5.3291e-15 | 11.88 | -11.88 | 0 | 0 | 0 | 524.8229 | 30.7655 | -271.8542 | -271.8542 | -11.88 | 0 | 3000 | 0
2009-12-15 18:00 | 0 | -64.053 | 64.053 | 3.2175 | 3.2175 | 60.8354 | 441.5888 | 10.9329 | -259.8961 | -259.8961 | 0 | 0 | 3000 | 0
2009-12-15 19:00 | 0 | -39.8333 | 39.8333 | 2.299 | 2.299 | 37.5343 | 324.9615 | 3.4184 | -185.2561 | -185.2561 | 0 | 0 | 3000 | 0
2009-12-15 20:00 | 0 | -38.1122 | 38.1122 | 2.299 | 2.299 | 35.8132 | 324.9615 | 3.4184 | -184.3956 | -184.3956 | 0 | 0 | 3000 | 0
2009-12-15 21:00 | 0 | -28.8846 | 28.8846 | 2.024 | 2.024 | 26.8606 | 241.7275 | 3.4184 | -138.0273 | -138.0273 | 0 | 0 | 3000 | 0
2009-12-15 22:00 | 0 | -28.0241 | 28.0241 | 2.024 | 2.024 | 26 | 241.7275 | 3.4184 | -137.597 | -137.597 | 0 | 0 | 3000 | 0
2009-12-15 23:00 | 0 | -18.7965 | 18.7965 | 1.749 | 1.749 | 17.0474 | 158.4935 | 3.4184 | -91.2287 | -91.2287 | 0 | 0 | 3000 | 0
2009-12-16 | 0 | -17.3188 | 17.3188 | 1.6115 | 1.6115 | 15.7072 | 146.0333 | 3.4184 | -84.191 | -84.191 | 0 | 0 | 3000 | 0
2009-12-16 01:00 | 0 | -13.3585 | 13.3585 | 1.243 | 1.243 | 12.1155 | 112.64 | 3.4184 | -65.33 | -65.33 | 0 | 0 | 3000 | 0
2009-12-16 02:00 | 0 | -13.3585 | 13.3585 | 1.243 | 1.243 | 12.1155 | 112.64 | 3.4184 | -65.33 | -65.33 | 0 | 0 | 3000 | 0
2009-12-16 03:00 | 0 | -13.3585 | 13.3585 | 1.243 | 1.243 | 12.1155 | 112.64 | 3.4184 | -65.33 | -65.33 | 0 | 0 | 3000 | 0
2009-12-16 04:00 | 0 | -13.3585 | 13.3585 | 1.243 | 1.243 | 12.1155 | 112.64 | 3.4184 | -65.33 | -65.33 | 0 | 0 | 3000 | 0
2009-12-16 05:00 | 0 | -13.3585 | 13.3585 | 1.243 | 1.243 | 12.1155 | 112.64 | 3.4184 | -65.33 | -65.33 | 0 | 0 | 3000 | 0
2009-12-16 06:00 | 0 | -13.3585 | 13.3585 | 1.243 | 1.243 | 12.1155 | 112.64 | 3.4184 | -65.33 | -65.33 | 0 | 0 | 3000 | 0
2009-12-16 07:00 | 0 | -18.7965 | 18.7965 | 1.749 | 1.749 | 17.0474 | 158.4935 | 3.4184 | -91.2287 | -91.2287 | 0 | 0 | 3000 | 0
2009-12-16 08:00 | 0 | -22.2386 | 22.2386 | 1.749 | 1.749 | 20.4896 | 158.4935 | 3.4184 | -92.9498 | -92.9498 | 0 | 0 | 3000 | 0
2009-12-16 09:00 | 3.908e-14 | -30.5603 | 30.5603 | 2.6675 | 2.6675 | 34.3728 | 291.5683 | 4.0962 | -164.4461 | -164.4461 | -6.48 | 0 | 3000 | 0
2009-12-16 10:00 | 2.8422e-14 | -36.3863 | 36.3863 | 2.6675 | 2.6675 | 35.8787 | 291.5683 | 9.2886 | -169.9553 | -169.9553 | -2.16 | 0 | 3000 | 0
2009-12-16 11:00 | 3.5527e-15 | -31.9608 | 31.9608 | 2.6675 | 2.6675 | 35.2333 | 291.5683 | 9.2886 | -167.7426 | -167.7426 | -5.94 | 0 | 3000 | 0
2009-12-16 12:00 | 0 | 38.8932 | -38.8932 | 2.6675 | 2.6675 | 36.7393 | 291.5683 | 9.2886 | -132.3156 | -132.3156 | -78.3 | 0 | 3000 | 0
2009-12-16 13:00 | 0 | 237.279 | -237.279 | 1.7023 | 1.7023 | 35.8787 | 291.5683 | 3.4184 | -29.7049 | -29.7049 | -274.86 | 0 | 3000 | 0
2009-12-16 14:00 | 9.8112 | 296.6889 | -296.6889 | 1.7023 | 1.7023 | 34.1576 | 291.5683 | 3.4184 | 0 | 0 | -342.36 | 0 | 3000 | 0
2009-12-16 15:00 | -2.8422e-14 | 103.1049 | -103.1049 | 1.7023 | 1.7023 | 18.3129 | 154.2571 | 3.4184 | -28.1364 | -28.1364 | -123.12 | 0 | 3000 | 0
2009-12-16 16:00 | 0 | 130.4254 | -130.4254 | 1.7023 | 1.7023 | 17.4523 | 154.2571 | 3.4184 | -14.4761 | -14.4761 | -149.58 | 0 | 3000 | 0
2009-12-16 17:00 | 0 | 43.2703 | -43.2703 | 1.7023 | 1.7023 | 17.6675 | 154.2571 | 3.4184 | -58.0537 | -58.0537 | -62.64 | 0 | 3000 | 0
2009-12-16 18:00 | 0 | -14.6493 | 14.6493 | 1.243 | 1.243 | 13.4063 | 112.64 | 3.4184 | -65.9754 | -65.9754 | 0 | 0 | 3000 | 0
2009-12-16 19:00 | 0 | -13.3585 | 13.3585 | 1.243 | 1.243 | 12.1155 | 112.64 | 3.4184 | -65.33 | -65.33 | 0 | 0 | 3000 | 0
2009-12-16 20:00 | 0 | -13.3585 | 13.3585 | 1.243 | 1.243 | 12.1155 | 112.64 | 3.4184 | -65.33 | -65.33 | 0 | 0 | 3000 | 0
2009-12-16 21:00 | 0 | -13.3585 | 13.3585 | 1.243 | 1.243 | 12.1155 | 112.64 | 3.4184 | -65.33 | -65.33 | 0 | 0 | 3000 | 0
2009-12-16 22:00 | 0 | -13.3585 | 13.3585 | 1.243 | 1.243 | 12.1155 | 112.64 | 3.4184 | -65.33 | -65.33 | 0 | 0 | 3000 | 0
2009-12-16 23:00 | 0 | -13.3585 | 13.3585 | 1.243 | 1.243 | 12.1155 | 112.64 | 3.4184 | -65.33 | -65.33 | 0 | 0 | 3000 | 0
2009-12-17 | 0 | -13.3585 | 13.3585 | 1.243 | 1.243 | 12.1155 | 112.64 | 3.4184 | -65.33 | -65.33 | 0 | 0 | 3000 | 0
2009-12-17 01:00 | 0 | -13.3585 | 13.3585 | 1.243 | 1.243 | 12.1155 | 112.64 | 3.4184 | -65.33 | -65.33 | 0 | 0 | 3000 | 0
2009-12-17 02:00 | 0 | -13.3585 | 13.3585 | 1.243 | 1.243 | 12.1155 | 112.64 | 3.4184 | -65.33 | -65.33 | 0 | 0 | 3000 | 0
2009-12-17 03:00 | 0 | -13.3585 | 13.3585 | 1.243 | 1.243 | 12.1155 | 112.64 | 3.4184 | -65.33 | -65.33 | 0 | 0 | 3000 | 0
2009-12-17 04:00 | 0 | -13.3585 | 13.3585 | 1.243 | 1.243 | 12.1155 | 112.64 | 3.4184 | -65.33 | -65.33 | 0 | 0 | 3000 | 0
2009-12-17 05:00 | 0 | -13.3585 | 13.3585 | 1.243 | 1.243 | 12.1155 | 112.64 | 3.4184 | -65.33 | -65.33 | 0 | 0 | 3000 | 0
2009-12-17 06:00 | 0 | -13.3585 | 13.3585 | 1.243 | 1.243 | 12.1155 | 112.64 | 3.4184 | -65.33 | -65.33 | 0 | 0 | 3000 | 0
2009-12-17 07:00 | 0 | -13.3585 | 13.3585 | 1.243 | 1.243 | 12.1155 | 112.64 | 3.4184 | -65.33 | -65.33 | 0 | 0 | 3000 | 0
2009-12-17 08:00 | 0 | 111.9215 | -111.9215 | 1.243 | 1.243 | 12.1155 | 112.64 | 3.4184 | -2.69 | -2.69 | -125.28 | 0 | 3000 | 0
2009-12-17 09:00 | 209.0001 | 117.3014 | -117.3014 | 1.243 | 1.243 | 12.1155 | 112.64 | 3.4184 | 0 | 0 | -339.66 | 0 | 3000 | 0
2009-12-17 10:00 | 294.8601 | 117.3014 | -117.3014 | 1.243 | 1.243 | 12.1155 | 112.64 | 3.4184 | 0 | 0 | -425.52 | 0 | 3000 | 0
2009-12-17 11:00 | 297.0201 | 117.3014 | -117.3014 | 1.243 | 1.243 | 12.1155 | 112.64 | 3.4184 | 0 | 0 | -427.68 | 0 | 3000 | 0
2009-12-17 12:00 | 295.4001 | 117.3014 | -117.3014 | 1.243 | 1.243 | 12.1155 | 112.64 | 3.4184 | 0 | 0 | -426.06 | 0 | 3000 | 0
2009-12-17 13:00 | 259.2201 | 117.3014 | -117.3014 | 1.243 | 1.243 | 12.1155 | 112.64 | 3.4184 | 0 | 0 | -389.88 | 0 | 3000 | 0
2009-12-17 14:00 | 315.3801 | 117.3014 | -117.3014 | 1.243 | 1.243 | 12.1155 | 112.64 | 3.4184 | 0 | 0 | -446.04 | 0 | 3000 | 0
2009-12-17 15:00 | 255.9801 | 117.3014 | -117.3014 | 1.243 | 1.243 | 12.1155 | 112.64 | 3.4184 | 0 | 0 | -386.64 | 0 | 3000 | 0
2009-12-17 16:00 | 43.7601 | 117.3014 | -117.3014 | 1.243 | 1.243 | 12.1155 | 112.64 | 3.4184 | 0 | 0 | -174.42 | 0 | 3000 | 0
2009-12-17 17:00 | 0 | 60.6215 | -60.6215 | 1.243 | 1.243 | 12.1155 | 112.64 | 3.4184 | -28.34 | -28.34 | -73.98 | 0 | 3000 | 0
2009-12-17 18:00 | 0 | -13.3585 | 13.3585 | 1.243 | 1.243 | 12.1155 | 112.64 | 3.4184 | -65.33 | -65.33 | 0 | 0 | 3000 | 0
2009-12-17 19:00 | 0 | -13.3585 | 13.3585 | 1.243 | 1.243 | 12.1155 | 112.64 | 3.4184 | -65.33 | -65.33 | 0 | 0 | 3000 | 0
2009-12-17 20:00 | 0 | -13.3585 | 13.3585 | 1.243 | 1.243 | 12.1155 | 112.64 | 3.4184 | -65.33 | -65.33 | 0 | 0 | 3000 | 0
2009-12-17 21:00 | 0 | -13.3585 | 13.3585 | 1.243 | 1.243 | 12.1155 | 112.64 | 3.4184 | -65.33 | -65.33 | 0 | 0 | 3000 | 0
2009-12-17 22:00 | 0 | -13.3585 | 13.3585 | 1.243 | 1.243 | 12.1155 | 112.64 | 3.4184 | -65.33 | -65.33 | 0 | 0 | 3000 | 0
2009-12-17 23:00 | 0 | -13.3585 | 13.3585 | 1.243 | 1.243 | 12.1155 | 112.64 | 3.4184 | -65.33 | -65.33 | 0 | 0 | 3000 | 0
2009-12-18 | 0 | -13.3585 | 13.3585 | 1.243 | 1.243 | 12.1155 | 112.64 | 3.4184 | -65.33 | -65.33 | 0 | 0 | 3000 | 0
2009-12-18 01:00 | 0 | -17.3188 | 17.3188 | 1.6115 | 1.6115 | 15.7072 | 146.0333 | 3.4184 | -84.191 | -84.191 | 0 | 0 | 3000 | 0
2009-12-18 02:00 | 0 | -17.3188 | 17.3188 | 1.6115 | 1.6115 | 15.7072 | 146.0333 | 3.4184 | -84.191 | -84.191 | 0 | 0 | 3000 | 0
2009-12-18 03:00 | 0 | -17.3188 | 17.3188 | 1.6115 | 1.6115 | 15.7072 | 146.0333 | 3.4184 | -84.191 | -84.191 | 0 | 0 | 3000 | 0
2009-12-18 04:00 | 0 | -17.3188 | 17.3188 | 1.6115 | 1.6115 | 15.7072 | 146.0333 | 3.4184 | -84.191 | -84.191 | 0 | 0 | 3000 | 0
2009-12-18 05:00 | 0 | -17.3188 | 17.3188 | 1.6115 | 1.6115 | 15.7072 | 146.0333 | 3.4184 | -84.191 | -84.191 | 0 | 0 | 3000 | 0
2009-12-18 06:00 | 0 | -18.7965 | 18.7965 | 1.749 | 1.749 | 17.0474 | 158.4935 | 3.4184 | -91.2287 | -91.2287 | 0 | 0 | 3000 | 0
2009-12-18 07:00 | 0 | -18.7965 | 18.7965 | 1.749 | 1.749 | 17.0474 | 158.4935 | 3.4184 | -91.2287 | -91.2287 | 0 | 0 | 3000 | 0
2009-12-18 08:00 | -1.4211e-14 | 61.1829 | -61.1829 | 2.299 | 2.299 | 29.938 | 208.3342 | 14.3513 | -81.9008 | -81.9008 | -93.42 | 0 | 3000 | 0
2009-12-18 09:00 | 0 | 253.3945 | -253.3945 | 5.7916 | 5.7916 | 71.294 | 524.8229 | 24.6065 | -150.9132 | -150.9132 | -330.48 | 0 | 3000 | 0
2009-12-18 10:00 | 0 | 321.628 | -321.628 | 5.7916 | 5.7916 | 65.7004 | 524.8229 | 30.7655 | -119.8759 | -119.8759 | -393.12 | 0 | 3000 | 0
2009-12-18 11:00 | 0 | 368.8188 | -368.8188 | 5.7916 | 5.7916 | 64.4096 | 524.8229 | 30.7655 | -96.2805 | -96.2805 | -439.02 | 0 | 3000 | 0
2009-12-18 12:00 | 0 | 362.668 | -362.668 | 5.7916 | 5.7916 | 65.7004 | 524.8229 | 30.7655 | -99.3559 | -99.3559 | -434.16 | 0 | 3000 | 0
2009-12-18 13:00 | 0 | 383.3812 | -383.3812 | 5.4231 | 5.4231 | 65.3357 | 491.4296 | 27.3471 | -70.4092 | -70.4092 | -454.14 | 0 | 3000 | 0
2009-12-18 14:00 | 0 | 393.4523 | -393.4523 | 5.7916 | 5.7916 | 66.7761 | 524.8229 | 30.7655 | -83.9638 | -83.9638 | -466.02 | 0 | 3000 | 0
2009-12-18 15:00 | 1.1369e-13 | 323.9988 | -323.9988 | 5.7916 | 5.7916 | 64.4096 | 524.8229 | 30.7655 | -118.6905 | -118.6905 | -394.2 | 0 | 3000 | 0
2009-12-18 16:00 | 0 | 133.9188 | -133.9188 | 5.7916 | 5.7916 | 64.4096 | 524.8229 | 30.7655 | -213.7305 | -213.7305 | -204.12 | 0 | 3000 | 0
2009-12-18 17:00 | 7.1054e-14 | 14.8026 | -14.8026 | 5.7916 | 5.7916 | 66.3458 | 524.8229 | 30.7655 | -273.2886 | -273.2886 | -86.94 | 0 | 3000 | 0
2009-12-18 18:00 | 0 | -64.053 | 64.053 | 3.2175 | 3.2175 | 60.8354 | 441.5888 | 10.9329 | -259.8961 | -259.8961 | 0 | 0 | 3000 | 0
2009-12-18 19:00 | 0 | -39.8333 | 39.8333 | 2.299 | 2.299 | 37.5343 | 324.9615 | 3.4184 | -185.2561 | -185.2561 | 0 | 0 | 3000 | 0
2009-12-18 20:00 | 0 | -38.1122 | 38.1122 | 2.299 | 2.299 | 35.8132 | 324.9615 | 3.4184 | -184.3956 | -184.3956 | 0 | 0 | 3000 | 0
2009-12-18 21:00 | 0 | -28.8846 | 28.8846 | 2.024 | 2.024 | 26.8606 | 241.7275 | 3.4184 | -138.0273 | -138.0273 | 0 | 0 | 3000 | 0
2009-12-18 22:00 | 0 | -28.0241 | 28.0241 | 2.024 | 2.024 | 26 | 241.7275 | 3.4184 | -137.597 | -137.597 | 0 | 0 | 3000 | 0
2009-12-18 23:00 | 0 | -18.7965 | 18.7965 | 1.749 | 1.749 | 17.0474 | 158.4935 | 3.4184 | -91.2287 | -91.2287 | 0 | 0 | 3000 | 0
2009-12-19 | 0 | -17.3188 | 17.3188 | 1.6115 | 1.6115 | 15.7072 | 146.0333 | 3.4184 | -84.191 | -84.191 | 0 | 0 | 3000 | 0
2009-12-19 01:00 | 0 | -17.3188 | 17.3188 | 1.6115 | 1.6115 | 15.7072 | 146.0333 | 3.4184 | -84.191 | -84.191 | 0 | 0 | 3000 | 0
2009-12-19 02:00 | 0 | -17.3188 | 17.3188 | 1.6115 | 1.6115 | 15.7072 | 146.0333 | 3.4184 | -84.191 | -84.191 | 0 | 0 | 3000 | 0
2009-12-19 03:00 | 0 | -17.3188 | 17.3188 | 1.6115 | 1.6115 | 15.7072 | 146.0333 | 3.4184 | -84.191 | -84.191 | 0 | 0 | 3000 | 0
2009-12-19 04:00 | 0 | -17.3188 | 17.3188 | 1.6115 | 1.6115 | 15.7072 | 146.0333 | 3.4184 | -84.191 | -84.191 | 0 | 0 | 3000 | 0
2009-12-19 05:00 | 0 | -17.3188 | 17.3188 | 1.6115 | 1.6115 | 15.7072 | 146.0333 | 3.4184 | -84.191 | -84.191 | 0 | 0 | 3000 | 0
2009-12-19 06:00 | 0 | -18.7965 | 18.7965 | 1.749 | 1.749 | 17.0474 | 158.4935 | 3.4184 | -91.2287 | -91.2287 | 0 | 0 | 3000 | 0
2009-12-19 07:00 | 0 | -18.7965 | 18.7965 | 1.749 | 1.749 | 17.0474 | 158.4935 | 3.4184 | -91.2287 | -91.2287 | 0 | 0 | 3000 | 0
2009-12-19 08:00 | 0 | 39.0429 | -39.0429 | 2.299 | 2.299 | 29.938 | 208.3342 | 14.3513 | -92.9708 | -92.9708 | -71.28 | 0 | 3000 | 0
2009-12-19 09:00 | 0 | 167.5345 | -167.5345 | 5.7916 | 5.7916 | 71.294 | 524.8229 | 24.6065 | -193.8432 | -193.8432 | -244.62 | 0 | 3000 | 0
2009-12-19 10:00 | 0 | 180.688 | -180.688 | 5.7916 | 5.7916 | 65.7004 | 524.8229 | 30.7655 | -190.3459 | -190.3459 | -252.18 | 0 | 3000 | 0
2009-12-19 11:00 | 0 | 257.5788 | -257.5788 | 5.7916 | 5.7916 | 64.4096 | 524.8229 | 30.7655 | -151.9005 | -151.9005 | -327.78 | 0 | 3000 | 0
2009-12-19 12:00 | 0 | 324.328 | -324.328 | 5.7916 | 5.7916 | 65.7004 | 524.8229 | 30.7655 | -118.5259 | -118.5259 | -395.82 | 0 | 3000 | 0
2009-12-19 13:00 | 0 | 230.0212 | -230.0212 | 5.4231 | 5.4231 | 65.3357 | 491.4296 | 27.3471 | -147.0892 | -147.0892 | -300.78 | 0 | 3000 | 0
2009-12-19 14:00 | 0 | 337.8323 | -337.8323 | 5.7916 | 5.7916 | 66.7761 | 524.8229 | 30.7655 | -111.7738 | -111.7738 | -410.4 | 0 | 3000 | 0
2009-12-19 15:00 | 0 | 284.0388 | -284.0388 | 5.7916 | 5.7916 | 64.4096 | 524.8229 | 30.7655 | -138.6705 | -138.6705 | -354.24 | 0 | 3000 | 0
2009-12-19 16:00 | 8.5265e-14 | 64.2588 | -64.2588 | 5.7916 | 5.7916 | 64.4096 | 524.8229 | 30.7655 | -248.5605 | -248.5605 | -134.46 | 0 | 3000 | 0
2009-12-19 17:00 | -8.5265e-14 | -14.3574 | 14.3574 | 5.7916 | 5.7916 | 66.3458 | 524.8229 | 30.7655 | -287.8686 | -287.8686 | -57.78 | 0 | 3000 | 0
2009-12-19 18:00 | 0 | -64.053 | 64.053 | 3.2175 | 3.2175 | 60.8354 | 441.5888 | 10.9329 | -259.8961 | -259.8961 | 0 | 0 | 3000 | 0
2009-12-19 19:00 | 0 | -39.8333 | 39.8333 | 2.299 | 2.299 | 37.5343 | 324.9615 | 3.4184 | -185.2561 | -185.2561 | 0 | 0 | 3000 | 0
2009-12-19 20:00 | 0 | -38.1122 | 38.1122 | 2.299 | 2.299 | 35.8132 | 324.9615 | 3.4184 | -184.3956 | -184.3956 | 0 | 0 | 3000 | 0
2009-12-19 21:00 | 0 | -28.8846 | 28.8846 | 2.024 | 2.024 | 26.8606 | 241.7275 | 3.4184 | -138.0273 | -138.0273 | 0 | 0 | 3000 | 0
2009-12-19 22:00 | 0 | -28.0241 | 28.0241 | 2.024 | 2.024 | 26 | 241.7275 | 3.4184 | -137.597 | -137.597 | 0 | 0 | 3000 | 0
2009-12-19 23:00 | 0 | -18.7965 | 18.7965 | 1.749 | 1.749 | 17.0474 | 158.4935 | 3.4184 | -91.2287 | -91.2287 | 0 | 0 | 3000 | 0
2009-12-20 | 0 | -17.3188 | 17.3188 | 1.6115 | 1.6115 | 15.7072 | 146.0333 | 3.4184 | -84.191 | -84.191 | 0 | 0 | 3000 | 0
2009-12-20 01:00 | 0 | -17.3188 | 17.3188 | 1.6115 | 1.6115 | 15.7072 | 146.0333 | 3.4184 | -84.191 | -84.191 | 0 | 0 | 3000 | 0
2009-12-20 02:00 | 0 | -17.3188 | 17.3188 | 1.6115 | 1.6115 | 15.7072 | 146.0333 | 3.4184 | -84.191 | -84.191 | 0 | 0 | 3000 | 0
2009-12-20 03:00 | 0 | -17.3188 | 17.3188 | 1.6115 | 1.6115 | 15.7072 | 146.0333 | 3.4184 | -84.191 | -84.191 | 0 | 0 | 3000 | 0
2009-12-20 04:00 | 0 | -17.3188 | 17.3188 | 1.6115 | 1.6115 | 15.7072 | 146.0333 | 3.4184 | -84.191 | -84.191 | 0 | 0 | 3000 | 0
2009-12-20 05:00 | 0 | -17.3188 | 17.3188 | 1.6115 | 1.6115 | 15.7072 | 146.0333 | 3.4184 | -84.191 | -84.191 | 0 | 0 | 3000 | 0
2009-12-20 06:00 | 0 | -18.7965 | 18.7965 | 1.749 | 1.749 | 17.0474 | 158.4935 | 3.4184 | -91.2287 | -91.2287 | 0 | 0 | 3000 | 0
2009-12-20 07:00 | 0 | -18.7965 | 18.7965 | 1.749 | 1.749 | 17.0474 | 158.4935 | 3.4184 | -91.2287 | -91.2287 | 0 | 0 | 3000 | 0
2009-12-20 08:00 | 0 | -32.2371 | 32.2371 | 2.299 | 2.299 | 29.938 | 208.3342 | 14.3513 | -128.6108 | -128.6108 | 0 | 0 | 3000 | 0
2009-12-20 09:00 | 1.279e-13 | 23.3545 | -23.3545 | 5.7916 | 5.7916 | 71.294 | 524.8229 | 24.6065 | -265.9332 | -265.9332 | -100.44 | 0 | 3000 | 0
2009-12-20 10:00 | 0 | 0 | 0 | 0 | 0 | 0 | 524.8229 | 30.7655 | -277.7942 | -277.7942 | 0 | 0 | 3000 | 0
2009-12-20 11:00 | 0 | 268.9188 | -268.9188 | 5.7916 | 5.7916 | 64.4096 | 524.8229 | 30.7655 | -146.2305 | -146.2305 | -339.12 | 0 | 3000 | 0
2009-12-20 12:00 | 0 | 354.028 | -354.028 | 5.7916 | 5.7916 | 65.7004 | 524.8229 | 30.7655 | -103.6759 | -103.6759 | -425.52 | 0 | 3000 | 0
2009-12-20 13:00 | 0 | 258.1012 | -258.1012 | 5.4231 | 5.4231 | 65.3357 | 491.4296 | 27.3471 | -133.0492 | -133.0492 | -328.86 | 0 | 3000 | 0
2009-12-20 14:00 | 0 | 343.7723 | -343.7723 | 5.7916 | 5.7916 | 66.7761 | 524.8229 | 30.7655 | -108.8038 | -108.8038 | -416.34 | 0 | 3000 | 0
2009-12-20 15:00 | 0 | 246.7788 | -246.7788 | 5.7916 | 5.7916 | 64.4096 | 524.8229 | 30.7655 | -157.3005 | -157.3005 | -316.98 | 0 | 3000 | 0
2009-12-20 16:00 | 7.816e-14 | -43.7412 | 43.7412 | 0 | 5.7916 | 64.4096 | 524.8229 | 30.7655 | -299.6647 | -299.6647 | -26.46 | 0 | 3000 | 0
2009-12-20 17:00 | 8.1712e-14 | 11.34 | -11.34 | 0 | 0 | 0 | 524.8229 | 30.7655 | -272.1242 | -272.1242 | -11.34 | 0 | 3000 | 0
2009-12-20 18:00 | 0 | -64.053 | 64.053 | 3.2175 | 3.2175 | 60.8354 | 441.5888 | 10.9329 | -259.8961 | -259.8961 | 0 | 0 | 3000 | 0
2009-12-20 19:00 | 0 | -39.8333 | 39.8333 | 2.299 | 2.299 | 37.5343 | 324.9615 | 3.4184 | -185.2561 | -185.2561 | 0 | 0 | 3000 | 0
2009-12-20 20:00 | 0 | -38.1122 | 38.1122 | 2.299 | 2.299 | 35.8132 | 324.9615 | 3.4184 | -184.3956 | -184.3956 | 0 | 0 | 3000 | 0
2009-12-20 21:00 | 0 | -28.8846 | 28.8846 | 2.024 | 2.024 | 26.8606 | 241.7275 | 3.4184 | -138.0273 | -138.0273 | 0 | 0 | 3000 | 0
2009-12-20 22:00 | 0 | -28.0241 | 28.0241 | 2.024 | 2.024 | 26 | 241.7275 | 3.4184 | -137.597 | -137.597 | 0 | 0 | 3000 | 0
2009-12-20 23:00 | 0 | -18.7965 | 18.7965 | 1.749 | 1.749 | 17.0474 | 158.4935 | 3.4184 | -91.2287 | -91.2287 | 0 | 0 | 3000 | 0
2009-12-21 | 0 | -17.3188 | 17.3188 | 1.6115 | 1.6115 | 15.7072 | 146.0333 | 3.4184 | -84.191 | -84.191 | 0 | 0 | 3000 | 0
2009-12-21 01:00 | 0 | -17.3188 | 17.3188 | 1.6115 | 1.6115 | 15.7072 | 146.0333 | 3.4184 | -84.191 | -84.191 | 0 | 0 | 3000 | 0
2009-12-21 02:00 | 0 | -17.3188 | 17.3188 | 1.6115 | 1.6115 | 15.7072 | 146.0333 | 3.4184 | -84.191 | -84.191 | 0 | 0 | 3000 | 0
2009-12-21 03:00 | 0 | -17.3188 | 17.3188 | 1.6115 | 1.6115 | 15.7072 | 146.0333 | 3.4184 | -84.191 | -84.191 | 0 | 0 | 3000 | 0
2009-12-21 04:00 | 0 | -17.3188 | 17.3188 | 1.6115 | 1.6115 | 15.7072 | 146.0333 | 3.4184 | -84.191 | -84.191 | 0 | 0 | 3000 | 0
2009-12-21 05:00 | 0 | -17.3188 | 17.3188 | 1.6115 | 1.6115 | 15.7072 | 146.0333 | 3.4184 | -84.191 | -84.191 | 0 | 0 | 3000 | 0
2009-12-21 06:00 | 0 | -18.7965 | 18.7965 | 1.749 | 1.749 | 17.0474 | 158.4935 | 3.4184 | -91.2287 | -91.2287 | 0 | 0 | 3000 | 0
2009-12-21 07:00 | 0 | -18.7965 | 18.7965 | 1.749 | 1.749 | 17.0474 | 158.4935 | 3.4184 | -91.2287 | -91.2287 | 0 | 0 | 3000 | 0
2009-12-21 08:00 | 0 | -32.2371 | 32.2371 | 2.299 | 2.299 | 29.938 | 208.3342 | 14.3513 | -128.6108 | -128.6108 | 0 | 0 | 3000 | 0
2009-12-21 09:00 | 0 | 0 | 0 | 0 | 0 | 0 | 524.8229 | 24.6065 | -274.7147 | -274.7147 | 0 | 0 | 3000 | 0
2009-12-21 10:00 | -8.5265e-14 | 17.28 | -17.28 | 0 | 0 | 0 | 524.8229 | 30.7655 | -269.1542 | -269.1542 | -17.28 | 0 | 3000 | 0
2009-12-21 11:00 | 0 | 0 | 0 | 0 | 0 | 0 | 524.8229 | 30.7655 | -277.7942 | -277.7942 | 0 | 0 | 3000 | 0
2009-12-21 12:00 | 6.839e-14 | 2.7 | -2.7 | 0 | 0 | 0 | 524.8229 | 30.7655 | -276.4442 | -276.4442 | -2.7 | 0 | 3000 | 0
2009-12-21 13:00 | 0 | -16.7588 | 16.7588 | 5.4231 | 5.4231 | 65.3357 | 491.4296 | 27.3471 | -270.4792 | -270.4792 | -54 | 0 | 3000 | 0
2009-12-21 14:00 | 0 | 0 | 0 | 0 | 0 | 0 | 524.8229 | 30.7655 | -277.7942 | -277.7942 | 0 | 0 | 3000 | 0
2009-12-21 15:00 | 0 | 0 | 0 | 0 | 0 | 0 | 524.8229 | 30.7655 | -277.7942 | -277.7942 | 0 | 0 | 3000 | 0
2009-12-21 16:00 | 0 | 111.7788 | -111.7788 | 5.7916 | 5.7916 | 64.4096 | 524.8229 | 30.7655 | -224.8005 | -224.8005 | -181.98 | 0 | 3000 | 0
2009-12-21 17:00 | 1.4211e-14 | 7.2426 | -7.2426 | 5.7916 | 5.7916 | 66.3458 | 524.8229 | 30.7655 | -277.0686 | -277.0686 | -79.38 | 0 | 3000 | 0
2009-12-21 18:00 | 0 | -64.053 | 64.053 | 3.2175 | 3.2175 | 60.8354 | 441.5888 | 10.9329 | -259.8961 | -259.8961 | 0 | 0 | 3000 | 0
2009-12-21 19:00 | 0 | -39.8333 | 39.8333 | 2.299 | 2.299 | 37.5343 | 324.9615 | 3.4184 | -185.2561 | -185.2561 | 0 | 0 | 3000 | 0
2009-12-21 20:00 | 0 | -38.1122 | 38.1122 | 2.299 | 2.299 | 35.8132 | 324.9615 | 3.4184 | -184.3956 | -184.3956 | 0 | 0 | 3000 | 0
2009-12-21 21:00 | 0 | -28.8846 | 28.8846 | 2.024 | 2.024 | 26.8606 | 241.7275 | 3.4184 | -138.0273 | -138.0273 | 0 | 0 | 3000 | 0
2009-12-21 22:00 | 0 | -28.0241 | 28.0241 | 2.024 | 2.024 | 26 | 241.7275 | 3.4184 | -137.597 | -137.597 | 0 | 0 | 3000 | 0
2009-12-21 23:00 | 0 | -18.7965 | 18.7965 | 1.749 | 1.749 | 17.0474 | 158.4935 | 3.4184 | -91.2287 | -91.2287 | 0 | 0 | 3000 | 0
2009-12-22 | 0 | -17.3188 | 17.3188 | 1.6115 | 1.6115 | 15.7072 | 146.0333 | 3.4184 | -84.191 | -84.191 | 0 | 0 | 3000 | 0
2009-12-22 01:00 | 0 | -17.3188 | 17.3188 | 1.6115 | 1.6115 | 15.7072 | 146.0333 | 3.4184 | -84.191 | -84.191 | 0 | 0 | 3000 | 0
2009-12-22 02:00 | 0 | -17.3188 | 17.3188 | 1.6115 | 1.6115 | 15.7072 | 146.0333 | 3.4184 | -84.191 | -84.191 | 0 | 0 | 3000 | 0
2009-12-22 03:00 | 0 | -17.3188 | 17.3188 | 1.6115 | 1.6115 | 15.7072 | 146.0333 | 3.4184 | -84.191 | -84.191 | 0 | 0 | 3000 | 0
2009-12-22 04:00 | 0 | -17.3188 | 17.3188 | 1.6115 | 1.6115 | 15.7072 | 146.0333 | 3.4184 | -84.191 | -84.191 | 0 | 0 | 3000 | 0
2009-12-22 05:00 | 0 | -17.3188 | 17.3188 | 1.6115 | 1.6115 | 15.7072 | 146.0333 | 3.4184 | -84.191 | -84.191 | 0 | 0 | 3000 | 0
2009-12-22 06:00 | 0 | -18.7965 | 18.7965 | 1.749 | 1.749 | 17.0474 | 158.4935 | 3.4184 | -91.2287 | -91.2287 | 0 | 0 | 3000 | 0
2009-12-22 07:00 | 0 | -18.7965 | 18.7965 | 1.749 | 1.749 | 17.0474 | 158.4935 | 3.4184 | -91.2287 | -91.2287 | 0 | 0 | 3000 | 0
2009-12-22 08:00 | 0 | 67.1229 | -67.1229 | 2.299 | 2.299 | 29.938 | 208.3342 | 14.3513 | -78.9308 | -78.9308 | -99.36 | 0 | 3000 | 0
2009-12-22 09:00 | 0 | 256.6345 | -256.6345 | 5.7916 | 5.7916 | 71.294 | 524.8229 | 24.6065 | -149.2932 | -149.2932 | -333.72 | 0 | 3000 | 0
| 17.0019 | 17.0921 | -17.0921 | 2.2802 | 2.1186 | 25.1996 | 272.7489 | 11.1163 |  |  | -61.4121 | 0